{"text_format":"1","workbook":"xlsx","n_sheets":7,"sheets":["Summary","%TDD","%Vthd","INSTRUCTIONS","Equations & Explanations","Calculations","Working Data"],"not_rendered":{"charts":7,"images":3,"macros":1,"external_links":0,"defined_names":8,"comments":2,"pivot_tables":0},"unopened":[],"bounds":{"document_bytes":16777216,"sheet_cells":100000,"rows_first":2000,"rows_last":500,"rows_between":2000,"halvings":0,"cell_chars":16384,"cell_head_chars":4096},"cells_cut":0,"cells_raw":0,"read":"whole","date_system":"1900"}

{"sheet":"Summary","index":0,"n_rows":75,"n_cols":10,"rows_kept":75,"cut":false,"hidden":false,"merged":[[35,3,35,9],[74,0,76,9],[27,3,27,9],[25,3,25,9],[23,3,23,9],[33,0,33,2],[35,0,35,2],[33,3,33,9],[34,0,34,2],[34,3,34,9],[28,0,28,2],[28,3,28,9],[30,0,30,2],[30,3,30,9],[32,0,32,2],[32,3,32,9],[68,0,68,9],[67,0,67,9],[66,0,66,9],[43,0,43,2],[45,0,45,2],[47,0,47,2],[49,0,49,9],[47,3,47,9],[45,3,45,9],[43,3,43,9],[65,0,65,9],[0,2,0,9],[11,0,11,9],[10,0,10,9],[4,2,4,4],[3,2,3,4],[2,2,2,4],[1,2,1,4],[8,2,8,4],[3,0,3,1],[4,0,4,1],[5,0,5,1],[2,0,2,1],[0,0,0,1],[1,0,1,1],[7,2,7,4],[6,2,6,4],[27,0,27,2],[29,0,29,2],[31,0,31,2],[29,3,29,9],[21,3,21,9],[31,3,31,9],[24,0,24,2],[24,3,24,9],[26,0,26,2],[26,3,26,9],[25,0,25,2],[5,2,5,4],[21,0,21,2],[23,0,23,2],[13,3,13,6],[14,3,14,6],[15,3,15,6],[16,3,16,6],[17,3,17,6],[18,3,18,6],[22,0,22,2],[22,3,22,9],[20,0,20,9],[41,0,41,2],[41,3,41,9],[39,3,39,9],[37,0,37,2],[50,0,50,9],[42,0,42,2],[42,3,42,9],[44,0,44,2],[44,3,44,9],[46,0,46,2],[46,3,46,9],[48,0,48,2],[48,3,48,9],[36,3,36,9],[38,0,38,2],[38,3,38,9],[40,0,40,2],[40,3,40,9],[37,3,37,9],[39,0,39,2],[36,0,36,2]]}
[null,null,"HARMONIC ANALYSIS REPORT"]
["Project ID #:",null,null,null,null,null,null,null,"Date:"]
["Description:",null,null,null,null,null,null,null,"Phone:"]
["Requested By:"]
["Contact:"]
["Copy:"]
[null,"By:"]
[null,"Title:","Sr. Application Engineer"]
[null,"Email"]
[]
["Thank you for requesting a computer simulated harmonic analysis from ABB.  The analysis was performed "]
["based on the information provided to ABB.  All values and any assumptions are clearly listed below."]
[]
[null,null,null,"Application (Spc, Gen, Ded) =",null,null,null,"General"]
[null,null,null,"Local MV to LV transformer kVA =",null,null,null,2500]
[null,null,null,"Local MV to LV transformer impedance (%Z) =",null,null,null,5.75]
[null,null,null,"Percent of total loading on the transformer =",null,null,null,80]
[null,null,null,"PCC Location for %TDD =",null,null,null,"Utility"]
[null,null,null,"PCC Location for %THD =",null,null,null,"T1"]
[]
["Assumptions"]
["Choose From Assumption Dropdown List",null,null,{"$f":"VLOOKUP(A22,assumptions,2,FALSE)","v":{"$error":"#N/A"}}]
[null,null,null,{"$error":"#N/A"}]
[null,null,null,{"$error":"#N/A"}]
[null,null,null,{"$error":"#N/A"}]
[null,null,null,{"$error":"#N/A"}]
[null,null,null,{"$error":"#N/A"}]
[null,null,null,{"$error":"#N/A"}]
[null,null,null,{"$error":"#N/A"}]
[null,null,null,{"$error":"#N/A"}]
[null,null,null,{"$error":"#N/A"}]
[null,null,null,{"$error":"#N/A"}]
[null,null,null,{"$error":"#N/A"}]
[null,null,null,{"$error":"#N/A"}]
[null,null,null,{"$error":"#N/A"}]
[null,null,null,{"$error":"#N/A"}]
[null,null,null,{"$error":"#N/A"}]
[null,null,null,{"$error":"#N/A"}]
[null,null,null,{"$error":"#N/A"}]
[null,null,null,{"$error":"#N/A"}]
[null,null,null,{"$error":"#N/A"}]
[null,null,null,{"$error":"#N/A"}]
[null,null,null,{"$error":"#N/A"}]
[null,null,null,{"$error":"#N/A"}]
[null,null,null,{"$error":"#N/A"}]
[null,null,null,{"$error":"#N/A"}]
[null,null,null,{"$error":"#N/A"}]
[null,null,null,{"$error":"#N/A"}]
[null,null,null,{"$error":"#N/A"}]
[]
["Drive Schedule"]
["VFD #","Tag(s)","HP","Type","VFD #","Tag(s)","HP","Type"]
[1,null,1,"6 Pulse w/ 5% impedance",14]
[2,null,null,null,15]
[3,null,null,null,16]
[4,null,null,null,17]
[5,null,null,null,18]
[6,null,null,null,19]
[7,null,null,null,20]
[8,null,null,null,21]
[9,null,null,null,22]
[10,null,null,null,23]
[11,null,null,null,24]
[12,null,null,null,25]
[13]
[]
[{"$f":"IFERROR(IF(AND(E71<=J71,E72<=J72),'Working Data'!B1,'Working Data'!B2),\"\")","v":"ABB is pleased to inform you that the harmonic analysis shows that the system passes IEEE 519, as"}]
[{"$f":"IFERROR(IF(AND(E71<=J71,E72<=J72),'Working Data'!B5,'Working Data'!B3),\"Results pending.\")","v":"both the Total Harmonic Distortion and Total Demand Distortion are below IEEE 519 guidelines."}]
[{"$f":"IFERROR(IF(AND(E72<=J72,E73<=J73),'Working Data'!B6,'Working Data'!B4),\"\")","v":" "}]
[]
["The Total Harmonic Distortion (THD) is",null,null,null,{"$f":"'%Vthd'!P29","v":4.2548084987114683E-5},"For this system, IEEE 519 allows THD up to",null,null,null,{"$f":"'%Vthd'!R30","v":0.05}]
["The Total Demand Distortion (TDD) is ",null,null,null,{"$f":"'%TDD'!P27","v":1.8401547628115792E-4},"For this system, IEEE 519 allows TDD up to",null,null,null,{"$f":"'%TDD'!R28","v":0.15}]
[]
[]
["Note that the above information is meant as a reference tool to provide an estimate of harmonics within a system, and that actual harmonics at the facility can vary depending on real time operating characteristics of the system.  "]

{"sheet":"%TDD","index":1,"n_rows":624,"n_cols":155,"rows_kept":624,"cut":false,"hidden":false,"merged":[[209,86,209,90],[261,86,261,88],[261,96,261,103],[521,86,521,89],[365,86,365,88],[313,86,313,89],[469,86,469,89],[157,86,157,91],[105,86,105,89],[53,86,53,89],[1,86,1,89],[1,16,1,18],[1,20,1,22],[1,14,1,15],[11,14,11,15],[7,15,7,18],[3,14,3,15],[4,16,4,22],[4,14,4,15],[5,16,5,22],[2,16,2,22],[3,16,3,22],[10,14,10,15],[6,14,6,15],[2,14,2,15],[5,14,5,15],[0,0,0,1],[0,2,0,5],[0,6,0,8],[19,18,19,19],[20,18,20,19],[11,18,11,19],[13,18,13,19],[14,18,14,19],[14,14,14,15],[15,14,15,15],[16,18,16,19],[18,18,18,19],[0,16,0,22],[0,14,0,15],[0,12,0,13],[0,9,0,10],[1,7,1,8],[2,7,2,8],[4,7,4,8],[3,0,3,3],[7,4,7,5],[2,4,2,5],[4,4,4,5],[1,0,1,3],[4,0,4,2],[6,0,6,2],[7,0,7,2],[2,0,2,3],[5,0,5,2],[5,7,5,9],[3,4,3,5],[5,4,5,5],[6,4,6,5],[9,14,9,15],[8,15,8,18],[9,18,9,19],[6,16,6,22],[8,20,8,22],[7,20,7,22],[46,0,50,13],[22,14,22,15],[26,14,28,14],[26,15,28,15],[28,18,28,19],[24,14,24,17],[26,16,26,17],[25,16,25,17],[23,14,23,15],[29,18,29,19],[25,18,25,19],[27,18,27,19],[24,18,24,19],[26,18,26,19],[23,18,23,19],[2,150,24,150],[20,14,20,15],[22,18,22,19],[17,14,17,15],[9,0,9,1],[8,4,8,5],[16,14,16,15],[15,18,15,19],[10,18,10,19],[17,18,17,19],[19,14,19,15],[18,14,18,15],[12,18,12,19],[21,18,21,19],[21,14,21,15],[8,0,8,2]]}
[null,null,"Drive Harmonic Calculator",null,null,null,"Harmonic Program: US 4.1",null,null,"Revision 4.1.0\nmam: 2-22-02",null,"ID #",{"$f":"Q2","v":0},null,null,null,"HARMONIC ANALYSIS REPORT",null,null,null,null,null,null,"Harmonic ","Freq.\n(Hz)","% Vthd","% TDD","%TDD\n Limit","% Ithd","I h \n(amps)","LineIndexForHarmonic","D1","D2","D3","D4","D5","D6","D7","D8","D9","D10","D11","D12","D13","D14","D15","D16","D17","D18","D19","D20","D21","D22","D23","D24","D25",null,null,null,null,null,null,null,null,0,"utility","t1","t2","t3","t4","t5","t6","t7","t8","t9","b1","b2","b3","b4","b5","b6","b7","b8","b9","b10",0,0,1,2,3,4,5,6,7,8,9,10,11,12,13,14,15,16,17,18,null,null,null,null,null,null,null,null,null,null,null,null,null,null,null,null,null,null,null,null,null,null,null,null,null,null,null,null,null,null,null,null,null,null,null,null,null,null,null,"(h*Ih)^2",null,"Chart Data","% Vthd",0,"% TDD",null,"Harmonic","I(h)","[I(h) * h]^2","[I(h)]^2"]
["Zsource,Isc,Idmd Calculator",null,null,null,null,"Isc/Idmd=",{"$f":"+U17","v":191.5928689587096},"Idmd/Idrv = ",null,{"$f":"+U18","v":2193.4532939830469},"Isc/Idrv=",{"$f":"+U19","v":420250.05756076297},"Isc@PCC V","%Zs","Project ID #:",null,{"$f":"Summary!C2","v":0},null,null,"DATE:",{"$f":"Summary!J2","v":"00:00:00"},null,null,1,{"$f":"+X2*$J$9","v":60},100,{"$f":"100*U23/U15","v":4.5578409022913366E-2},null,100,{"$f":"+U23","v":3.9871937349458826E-2},null,100,100,100,100,100,100,100,100,100,100,100,100,100,100,100,100,100,100,100,100,100,100,100,100,100,null,null,null,null,null,null,null,null,null,100,100,100,100,100,100,100,100,100,100,100,100,100,100,100,100,100,100,100,100,1,"6 pulse data",null,null,null,null,null,null,null,null,null,null,null,null,null,null,null,null,null,null,null,null,null,null,null,null,null,null,null,null,null,null,null,null,null,null,null,null,null,null,null,null,null,null,null,null,null,null,null,null,null,null,null,null,null,null,null,{"$f":"+X2","v":1},{"$f":"+AA2","v":4.5578409022913366E-2},{"$f":"+(EM2*EN2)^2","v":2.0773913690599905E-3},{"$f":"+X2","v":1},1,0,1,0,null,{"$f":"X2","v":1},{"$f":"U15","v":87.479879627685648},{"$f":"(EW2*EV2)^2","v":7652.7293396743707},{"$f":"EW2^2","v":7652.7293396743707}]
["Detailed Inputs are in green",null,null,null,"Primary Impedance:  R =",null,null,"Primary MVA SC =",null,400,"Pri Isc = ",{"$f":"+M3*K7/G6","v":17495.975925537128},{"$f":"+IF(J3=0,1000000000000000,J3*1000000/1.732/K7)","v":17495.975925537128},{"$f":"100*U16/M3","v":2.2789390243902434E-4},"Description:",null,{"$f":"Summary!C3","v":0},null,null,null,null,null,null,{"$f":"+X2+1","v":2},120,{"$f":"$X3/130*(BJ$80*HLOOKUP($BK$80,$BM$1:$CG$51,$X3+1,0)+BJ$81*HLOOKUP($BK$81,$BM$1:$CG$51,$X3+1,0)+BJ$82*HLOOKUP($BK$82,$BM$1:$CG$51,$X3+1,0)+BJ$83*HLOOKUP($BK$83,$BM$1:$CG$51,$X3+1,0)+BJ$84*HLOOKUP($BK$84,$BM$1:$CG$51,$X3+1,0)+BJ$85*HLOOKUP($BK$85,$BM$1:$CG$51,$X3+1,0)+BJ$86*HLOOKUP($BK$86,$BM$1:$CG$51,$X3+1,0)+BJ$87*HLOOKUP($BK$87,$BM$1:$CG$51,$X3+1,0)+BJ$88*HLOOKUP($BK$88,$BM$1:$CG$51,$X3+1,0)+BJ$89*HLOOKUP($BK$89,$BM$1:$CG$51,$X3+1,0)+BJ$90*HLOOKUP($BK$90,$BM$1:$CG$51,$X3+1,0)+BJ$91*HLOOKUP($BK$91,$BM$1:$CG$51,$X3+1,0)+BJ$92*HLOOKUP($BK$92,$BM$1:$CG$51,$X3+1,0)+BJ$93*HLOOKUP($BK$93,$BM$1:$CG$51,$X3+1,0)+BJ$94*HLOOKUP($BK$94,$BM$1:$CG$51,$X3+1,0)+BJ$95*HLOOKUP($BK$95,$BM$1:$CG$51,$X3+1,0)+BJ$96*HLOOKUP($BK$96,$BM$1:$CG$51,$X3+1,0)+BJ$97*HLOOKUP($BK$97,$BM$1:$CG$51,$X3+1,0)+BJ$98*HLOOKUP($BK$98,$BM$1:$CG$51,$X3+1,0)+BJ$99*HLOOKUP($BK$99,$BM$1:$CG$51,$X3+1,0)+BJ$100*HLOOKUP($BK$100,$BM$1:$CG$51,$X3+1,0))+BK163","v":3.7783807083142316E-8},{"$f":"1/$N$8/$U$18*(AF$103*AF$56*(AF3+AF163)+AG$103*AG$56*(AG3+AG163)+AH$103*AH$56*(AH3+AH163)+AI$103*AI$56*(AI3+AI163)+AJ$103*AJ$56*(AJ3+AJ163)+AK$103*AK$56*(AK3+AK163)+AL$103*AL$56*(AL3+AL163)+AM$103*AM$56*(AM3+AM163)+AN$103*AN$56*(AN3+AN163)+AO$103*AO$56*(AO3+AO163)+AP$103*AP$56*(AP3+AP163)+AQ$103*AQ$56*(AQ3+AQ163)+AR$103*AR$56*(AR3+AR163)+AS$103*AS$56*(AS3+AS163)+AT$103*AT$56*(AT3+AT163)+AU$103*AU$56*(AU3+AU163)+AV$103*AV$56*(AV3+AV163)+AW$103*AW$56*(AW3+AW163)+AX$103*AX$56*(AX3+AX163)+AY$103*AY$56*(AY3+AY163)+AZ$103*AZ$56*(AZ3+AZ163)+BA$103*BA$56*(BA3+BA163)+BB$103*BB$56*(BB3+BB163)+BC$103*BC$56*(BC3+BC163)+BD$103*BD$56*(BD3+BD163))","v":4.9131268283931672E-6},{"$f":"0.25*HLOOKUP($U$17,$Q$53:$Y$60,4,1)","v":3},{"$f":"+AA3*U$15/U$23","v":1.0779504887770916E-2},{"$f":"+AC3*AD$2/100","v":4.2979974354338718E-6},11,{"$f":"(HLOOKUP(AF$69,$CI$3:$DA$750,$AE3+52*(AF$75-1),1)-AF$74*(HLOOKUP(AF$73,$CI$1:$DA$750,$AE3+2+52*(AF$75-1),0)-HLOOKUP(AF$73+1,$CI$1:$DA$750,$AE3+2+52*(AF$75-1),0)))*AF$65","v":1.0798267653946462E-2},{"$f":"(HLOOKUP(AG$69,$CI$3:$DA$750,$AE3+52*(AG$75-1),1)-AG$74*(HLOOKUP(AG$73,$CI$1:$DA$750,$AE3+2+52*(AG$75-1),0)-HLOOKUP(AG$73+1,$CI$1:$DA$750,$AE3+2+52*(AG$75-1),0)))*AG$65","v":0},0,0,0,0,0,0,0,0,0,0,0,0,0,0,0,{"$f":"(HLOOKUP(AW$69,$CI$3:$DA$750,$AE3+52*(AW$75-1),1)-AW$74*(HLOOKUP(AW$73,$CI$1:$DA$750,$AE3+2+52*(AW$75-1),0)-HLOOKUP(AW$73+1,$CI$1:$DA$750,$AE3+2+52*(AW$75-1),0)))*AW$65","v":0},0,0,0,0,0,0,0,null,null,null,null,null,null,null,null,null,{"$f":"($AF3*$AF$63*$AF$107+$AG3*$AG$63*$AG$107+$AH3*$AH$63*$AH$107+$AI3*$AI$63*$AI$107+$AJ3*$AJ$63*$AJ$107+$AK3*$AK$63*$AK$107+$AL3*$AL$63*$AL$107+$AM3*$AM$63*$AM$107+$AN3*$AN$63*$AN$107+$AO3*$AO$63*$AO$107+$AP3*$AP$63*$AP$107+$AQ3*$AQ$63*$AQ$107+$AR3*$AR$63*$AR$107+$AS3*$AS$63*$AS$107+$AT3*$AT$63*$AT$107+$AU3*$AU$63*$AU$107+$AV3*$AV$63*$AV$107+$AW3*$AW$63*$AW$107+$AX3*$AX$63*$AX$107+$AY3*$AY$63*$AY$107+$AZ3*$AZ$63*$AZ$107+$BA3*$BA$63*$BA$107+$BB3*$BB$63*$BB$107+$BC3*$BC$63*$BC$107+$BD3*$BD$63*$BD$107)/BN$63","v":1.0776714225495473E-2},{"$f":"($AF3*$AF$63*$AF$108+$AG3*$AG$63*$AG$108+$AH3*$AH$63*$AH$108+$AI3*$AI$63*$AI$108+$AJ3*$AJ$63*$AJ$108+$AK3*$AK$63*$AK$108+$AL3*$AL$63*$AL$108+$AM3*$AM$63*$AM$108+$AN3*$AN$63*$AN$108+$AO3*$AO$63*$AO$108+$AP3*$AP$63*$AP$108+$AQ3*$AQ$63*$AQ$108+$AR3*$AR$63*$AR$108+$AS3*$AS$63*$AS$108+$AT3*$AT$63*$AT$108+$AU3*$AU$63*$AU$108+$AV3*$AV$63*$AV$108+$AW3*$AW$63*$AW$108+$AX3*$AX$63*$AX$108+$AY3*$AY$63*$AY$108+$AZ3*$AZ$63*$AZ$108+$BA3*$BA$63*$BA$108+$BB3*$BB$63*$BB$108+$BC3*$BC$63*$BC$108+$BD3*$BD$63*$BD$108)/BO$63","v":1.0787480173772689E-2},{"$f":"($AF3*$AF$63*$AF$109+$AG3*$AG$63*$AG$109+$AH3*$AH$63*$AH$109+$AI3*$AI$63*$AI$109+$AJ3*$AJ$63*$AJ$109+$AK3*$AK$63*$AK$109+$AL3*$AL$63*$AL$109+$AM3*$AM$63*$AM$109+$AN3*$AN$63*$AN$109+$AO3*$AO$63*$AO$109+$AP3*$AP$63*$AP$109+$AQ3*$AQ$63*$AQ$109+$AR3*$AR$63*$AR$109+$AS3*$AS$63*$AS$109+$AT3*$AT$63*$AT$109+$AU3*$AU$63*$AU$109+$AV3*$AV$63*$AV$109+$AW3*$AW$63*$AW$109+$AX3*$AX$63*$AX$109+$AY3*$AY$63*$AY$109+$AZ3*$AZ$63*$AZ$109+$BA3*$BA$63*$BA$109+$BB3*$BB$63*$BB$109+$BC3*$BC$63*$BC$109+$BD3*$BD$63*$BD$109)/BP$63","v":0},{"$f":"($AF3*$AF$63*$AF$110+$AG3*$AG$63*$AG$110+$AH3*$AH$63*$AH$110+$AI3*$AI$63*$AI$110+$AJ3*$AJ$63*$AJ$110+$AK3*$AK$63*$AK$110+$AL3*$AL$63*$AL$110+$AM3*$AM$63*$AM$110+$AN3*$AN$63*$AN$110+$AO3*$AO$63*$AO$110+$AP3*$AP$63*$AP$110+$AQ3*$AQ$63*$AQ$110+$AR3*$AR$63*$AR$110+$AS3*$AS$63*$AS$110+$AT3*$AT$63*$AT$110+$AU3*$AU$63*$AU$110+$AV3*$AV$63*$AV$110+$AW3*$AW$63*$AW$110+$AX3*$AX$63*$AX$110+$AY3*$AY$63*$AY$110+$AZ3*$AZ$63*$AZ$110+$BA3*$BA$63*$BA$110+$BB3*$BB$63*$BB$110+$BC3*$BC$63*$BC$110+$BD3*$BD$63*$BD$110)/BQ$63","v":0},{"$f":"($AF3*$AF$63*$AF$111+$AG3*$AG$63*$AG$111+$AH3*$AH$63*$AH$111+$AI3*$AI$63*$AI$111+$AJ3*$AJ$63*$AJ$111+$AK3*$AK$63*$AK$111+$AL3*$AL$63*$AL$111+$AM3*$AM$63*$AM$111+$AN3*$AN$63*$AN$111+$AO3*$AO$63*$AO$111+$AP3*$AP$63*$AP$111+$AQ3*$AQ$63*$AQ$111+$AR3*$AR$63*$AR$111+$AS3*$AS$63*$AS$111+$AT3*$AT$63*$AT$111+$AU3*$AU$63*$AU$111+$AV3*$AV$63*$AV$111+$AW3*$AW$63*$AW$111+$AX3*$AX$63*$AX$111+$AY3*$AY$63*$AY$111+$AZ3*$AZ$63*$AZ$111+$BA3*$BA$63*$BA$111+$BB3*$BB$63*$BB$111+$BC3*$BC$63*$BC$111+$BD3*$BD$63*$BD$111)/BR$63","v":0},{"$f":"($AF3*$AF$63*$AF$112+$AG3*$AG$63*$AG$112+$AH3*$AH$63*$AH$112+$AI3*$AI$63*$AI$112+$AJ3*$AJ$63*$AJ$112+$AK3*$AK$63*$AK$112+$AL3*$AL$63*$AL$112+$AM3*$AM$63*$AM$112+$AN3*$AN$63*$AN$112+$AO3*$AO$63*$AO$112+$AP3*$AP$63*$AP$112+$AQ3*$AQ$63*$AQ$112+$AR3*$AR$63*$AR$112+$AS3*$AS$63*$AS$112+$AT3*$AT$63*$AT$112+$AU3*$AU$63*$AU$112+$AV3*$AV$63*$AV$112+$AW3*$AW$63*$AW$112+$AX3*$AX$63*$AX$112+$AY3*$AY$63*$AY$112+$AZ3*$AZ$63*$AZ$112+$BA3*$BA$63*$BA$112+$BB3*$BB$63*$BB$112+$BC3*$BC$63*$BC$112+$BD3*$BD$63*$BD$112)/BS$63","v":0},{"$f":"($AF3*$AF$63*$AF$113+$AG3*$AG$63*$AG$113+$AH3*$AH$63*$AH$113+$AI3*$AI$63*$AI$113+$AJ3*$AJ$63*$AJ$113+$AK3*$AK$63*$AK$113+$AL3*$AL$63*$AL$113+$AM3*$AM$63*$AM$113+$AN3*$AN$63*$AN$113+$AO3*$AO$63*$AO$113+$AP3*$AP$63*$AP$113+$AQ3*$AQ$63*$AQ$113+$AR3*$AR$63*$AR$113+$AS3*$AS$63*$AS$113+$AT3*$AT$63*$AT$113+$AU3*$AU$63*$AU$113+$AV3*$AV$63*$AV$113+$AW3*$AW$63*$AW$113+$AX3*$AX$63*$AX$113+$AY3*$AY$63*$AY$113+$AZ3*$AZ$63*$AZ$113+$BA3*$BA$63*$BA$113+$BB3*$BB$63*$BB$113+$BC3*$BC$63*$BC$113+$BD3*$BD$63*$BD$113)/BT$63","v":0},{"$f":"($AF3*$AF$63*$AF$114+$AG3*$AG$63*$AG$114+$AH3*$AH$63*$AH$114+$AI3*$AI$63*$AI$114+$AJ3*$AJ$63*$AJ$114+$AK3*$AK$63*$AK$114+$AL3*$AL$63*$AL$114+$AM3*$AM$63*$AM$114+$AN3*$AN$63*$AN$114+$AO3*$AO$63*$AO$114+$AP3*$AP$63*$AP$114+$AQ3*$AQ$63*$AQ$114+$AR3*$AR$63*$AR$114+$AS3*$AS$63*$AS$114+$AT3*$AT$63*$AT$114+$AU3*$AU$63*$AU$114+$AV3*$AV$63*$AV$114+$AW3*$AW$63*$AW$114+$AX3*$AX$63*$AX$114+$AY3*$AY$63*$AY$114+$AZ3*$AZ$63*$AZ$114+$BA3*$BA$63*$BA$114+$BB3*$BB$63*$BB$114+$BC3*$BC$63*$BC$114+$BD3*$BD$63*$BD$114)/BU$63","v":0},{"$f":"($AF3*$AF$63*$AF$115+$AG3*$AG$63*$AG$115+$AH3*$AH$63*$AH$115+$AI3*$AI$63*$AI$115+$AJ3*$AJ$63*$AJ$115+$AK3*$AK$63*$AK$115+$AL3*$AL$63*$AL$115+$AM3*$AM$63*$AM$115+$AN3*$AN$63*$AN$115+$AO3*$AO$63*$AO$115+$AP3*$AP$63*$AP$115+$AQ3*$AQ$63*$AQ$115+$AR3*$AR$63*$AR$115+$AS3*$AS$63*$AS$115+$AT3*$AT$63*$AT$115+$AU3*$AU$63*$AU$115+$AV3*$AV$63*$AV$115+$AW3*$AW$63*$AW$115+$AX3*$AX$63*$AX$115+$AY3*$AY$63*$AY$115+$AZ3*$AZ$63*$AZ$115+$BA3*$BA$63*$BA$115+$BB3*$BB$63*$BB$115+$BC3*$BC$63*$BC$115+$BD3*$BD$63*$BD$115)/BV$63","v":0},{"$f":"($AF3*$AF$63*$AF$116+$AG3*$AG$63*$AG$116+$AH3*$AH$63*$AH$116+$AI3*$AI$63*$AI$116+$AJ3*$AJ$63*$AJ$116+$AK3*$AK$63*$AK$116+$AL3*$AL$63*$AL$116+$AM3*$AM$63*$AM$116+$AN3*$AN$63*$AN$116+$AO3*$AO$63*$AO$116+$AP3*$AP$63*$AP$116+$AQ3*$AQ$63*$AQ$116+$AR3*$AR$63*$AR$116+$AS3*$AS$63*$AS$116+$AT3*$AT$63*$AT$116+$AU3*$AU$63*$AU$116+$AV3*$AV$63*$AV$116+$AW3*$AW$63*$AW$116+$AX3*$AX$63*$AX$116+$AY3*$AY$63*$AY$116+$AZ3*$AZ$63*$AZ$116+$BA3*$BA$63*$BA$116+$BB3*$BB$63*$BB$116+$BC3*$BC$63*$BC$116+$BD3*$BD$63*$BD$116)/BW$63","v":0},{"$f":"($AF3*$AF$63*$AF$117+$AG3*$AG$63*$AG$117+$AH3*$AH$63*$AH$117+$AI3*$AI$63*$AI$117+$AJ3*$AJ$63*$AJ$117+$AK3*$AK$63*$AK$117+$AL3*$AL$63*$AL$117+$AM3*$AM$63*$AM$117+$AN3*$AN$63*$AN$117+$AO3*$AO$63*$AO$117+$AP3*$AP$63*$AP$117+$AQ3*$AQ$63*$AQ$117+$AR3*$AR$63*$AR$117+$AS3*$AS$63*$AS$117+$AT3*$AT$63*$AT$117+$AU3*$AU$63*$AU$117+$AV3*$AV$63*$AV$117+$AW3*$AW$63*$AW$117+$AX3*$AX$63*$AX$117+$AY3*$AY$63*$AY$117+$AZ3*$AZ$63*$AZ$117+$BA3*$BA$63*$BA$117+$BB3*$BB$63*$BB$117+$BC3*$BC$63*$BC$117+$BD3*$BD$63*$BD$117)/BX$63","v":0},{"$f":"($AF3*$AF$63*$AF$118+$AG3*$AG$63*$AG$118+$AH3*$AH$63*$AH$118+$AI3*$AI$63*$AI$118+$AJ3*$AJ$63*$AJ$118+$AK3*$AK$63*$AK$118+$AL3*$AL$63*$AL$118+$AM3*$AM$63*$AM$118+$AN3*$AN$63*$AN$118+$AO3*$AO$63*$AO$118+$AP3*$AP$63*$AP$118+$AQ3*$AQ$63*$AQ$118+$AR3*$AR$63*$AR$118+$AS3*$AS$63*$AS$118+$AT3*$AT$63*$AT$118+$AU3*$AU$63*$AU$118+$AV3*$AV$63*$AV$118+$AW3*$AW$63*$AW$118+$AX3*$AX$63*$AX$118+$AY3*$AY$63*$AY$118+$AZ3*$AZ$63*$AZ$118+$BA3*$BA$63*$BA$118+$BB3*$BB$63*$BB$118+$BC3*$BC$63*$BC$118+$BD3*$BD$63*$BD$118)/BY$63","v":0},{"$f":"($AF3*$AF$63*$AF$119+$AG3*$AG$63*$AG$119+$AH3*$AH$63*$AH$119+$AI3*$AI$63*$AI$119+$AJ3*$AJ$63*$AJ$119+$AK3*$AK$63*$AK$119+$AL3*$AL$63*$AL$119+$AM3*$AM$63*$AM$119+$AN3*$AN$63*$AN$119+$AO3*$AO$63*$AO$119+$AP3*$AP$63*$AP$119+$AQ3*$AQ$63*$AQ$119+$AR3*$AR$63*$AR$119+$AS3*$AS$63*$AS$119+$AT3*$AT$63*$AT$119+$AU3*$AU$63*$AU$119+$AV3*$AV$63*$AV$119+$AW3*$AW$63*$AW$119+$AX3*$AX$63*$AX$119+$AY3*$AY$63*$AY$119+$AZ3*$AZ$63*$AZ$119+$BA3*$BA$63*$BA$119+$BB3*$BB$63*$BB$119+$BC3*$BC$63*$BC$119+$BD3*$BD$63*$BD$119)/BZ$63","v":0},{"$f":"($AF3*$AF$63*$AF$120+$AG3*$AG$63*$AG$120+$AH3*$AH$63*$AH$120+$AI3*$AI$63*$AI$120+$AJ3*$AJ$63*$AJ$120+$AK3*$AK$63*$AK$120+$AL3*$AL$63*$AL$120+$AM3*$AM$63*$AM$120+$AN3*$AN$63*$AN$120+$AO3*$AO$63*$AO$120+$AP3*$AP$63*$AP$120+$AQ3*$AQ$63*$AQ$120+$AR3*$AR$63*$AR$120+$AS3*$AS$63*$AS$120+$AT3*$AT$63*$AT$120+$AU3*$AU$63*$AU$120+$AV3*$AV$63*$AV$120+$AW3*$AW$63*$AW$120+$AX3*$AX$63*$AX$120+$AY3*$AY$63*$AY$120+$AZ3*$AZ$63*$AZ$120+$BA3*$BA$63*$BA$120+$BB3*$BB$63*$BB$120+$BC3*$BC$63*$BC$120+$BD3*$BD$63*$BD$120)/CA$63","v":0},{"$f":"($AF3*$AF$63*$AF$121+$AG3*$AG$63*$AG$121+$AH3*$AH$63*$AH$121+$AI3*$AI$63*$AI$121+$AJ3*$AJ$63*$AJ$121+$AK3*$AK$63*$AK$121+$AL3*$AL$63*$AL$121+$AM3*$AM$63*$AM$121+$AN3*$AN$63*$AN$121+$AO3*$AO$63*$AO$121+$AP3*$AP$63*$AP$121+$AQ3*$AQ$63*$AQ$121+$AR3*$AR$63*$AR$121+$AS3*$AS$63*$AS$121+$AT3*$AT$63*$AT$121+$AU3*$AU$63*$AU$121+$AV3*$AV$63*$AV$121+$AW3*$AW$63*$AW$121+$AX3*$AX$63*$AX$121+$AY3*$AY$63*$AY$121+$AZ3*$AZ$63*$AZ$121+$BA3*$BA$63*$BA$121+$BB3*$BB$63*$BB$121+$BC3*$BC$63*$BC$121+$BD3*$BD$63*$BD$121)/CB$63","v":0},{"$f":"($AF3*$AF$63*$AF$122+$AG3*$AG$63*$AG$122+$AH3*$AH$63*$AH$122+$AI3*$AI$63*$AI$122+$AJ3*$AJ$63*$AJ$122+$AK3*$AK$63*$AK$122+$AL3*$AL$63*$AL$122+$AM3*$AM$63*$AM$122+$AN3*$AN$63*$AN$122+$AO3*$AO$63*$AO$122+$AP3*$AP$63*$AP$122+$AQ3*$AQ$63*$AQ$122+$AR3*$AR$63*$AR$122+$AS3*$AS$63*$AS$122+$AT3*$AT$63*$AT$122+$AU3*$AU$63*$AU$122+$AV3*$AV$63*$AV$122+$AW3*$AW$63*$AW$122+$AX3*$AX$63*$AX$122+$AY3*$AY$63*$AY$122+$AZ3*$AZ$63*$AZ$122+$BA3*$BA$63*$BA$122+$BB3*$BB$63*$BB$122+$BC3*$BC$63*$BC$122+$BD3*$BD$63*$BD$122)/CC$63","v":0},{"$f":"($AF3*$AF$63*$AF$123+$AG3*$AG$63*$AG$123+$AH3*$AH$63*$AH$123+$AI3*$AI$63*$AI$123+$AJ3*$AJ$63*$AJ$123+$AK3*$AK$63*$AK$123+$AL3*$AL$63*$AL$123+$AM3*$AM$63*$AM$123+$AN3*$AN$63*$AN$123+$AO3*$AO$63*$AO$123+$AP3*$AP$63*$AP$123+$AQ3*$AQ$63*$AQ$123+$AR3*$AR$63*$AR$123+$AS3*$AS$63*$AS$123+$AT3*$AT$63*$AT$123+$AU3*$AU$63*$AU$123+$AV3*$AV$63*$AV$123+$AW3*$AW$63*$AW$123+$AX3*$AX$63*$AX$123+$AY3*$AY$63*$AY$123+$AZ3*$AZ$63*$AZ$123+$BA3*$BA$63*$BA$123+$BB3*$BB$63*$BB$123+$BC3*$BC$63*$BC$123+$BD3*$BD$63*$BD$123)/CD$63","v":0},{"$f":"($AF3*$AF$63*$AF$124+$AG3*$AG$63*$AG$124+$AH3*$AH$63*$AH$124+$AI3*$AI$63*$AI$124+$AJ3*$AJ$63*$AJ$124+$AK3*$AK$63*$AK$124+$AL3*$AL$63*$AL$124+$AM3*$AM$63*$AM$124+$AN3*$AN$63*$AN$124+$AO3*$AO$63*$AO$124+$AP3*$AP$63*$AP$124+$AQ3*$AQ$63*$AQ$124+$AR3*$AR$63*$AR$124+$AS3*$AS$63*$AS$124+$AT3*$AT$63*$AT$124+$AU3*$AU$63*$AU$124+$AV3*$AV$63*$AV$124+$AW3*$AW$63*$AW$124+$AX3*$AX$63*$AX$124+$AY3*$AY$63*$AY$124+$AZ3*$AZ$63*$AZ$124+$BA3*$BA$63*$BA$124+$BB3*$BB$63*$BB$124+$BC3*$BC$63*$BC$124+$BD3*$BD$63*$BD$124)/CE$63","v":0},{"$f":"($AF3*$AF$63*$AF$125+$AG3*$AG$63*$AG$125+$AH3*$AH$63*$AH$125+$AI3*$AI$63*$AI$125+$AJ3*$AJ$63*$AJ$125+$AK3*$AK$63*$AK$125+$AL3*$AL$63*$AL$125+$AM3*$AM$63*$AM$125+$AN3*$AN$63*$AN$125+$AO3*$AO$63*$AO$125+$AP3*$AP$63*$AP$125+$AQ3*$AQ$63*$AQ$125+$AR3*$AR$63*$AR$125+$AS3*$AS$63*$AS$125+$AT3*$AT$63*$AT$125+$AU3*$AU$63*$AU$125+$AV3*$AV$63*$AV$125+$AW3*$AW$63*$AW$125+$AX3*$AX$63*$AX$125+$AY3*$AY$63*$AY$125+$AZ3*$AZ$63*$AZ$125+$BA3*$BA$63*$BA$125+$BB3*$BB$63*$BB$125+$BC3*$BC$63*$BC$125+$BD3*$BD$63*$BD$125)/CF$63","v":0},{"$f":"($AF3*$AF$63*$AF$126+$AG3*$AG$63*$AG$126+$AH3*$AH$63*$AH$126+$AI3*$AI$63*$AI$126+$AJ3*$AJ$63*$AJ$126+$AK3*$AK$63*$AK$126+$AL3*$AL$63*$AL$126+$AM3*$AM$63*$AM$126+$AN3*$AN$63*$AN$126+$AO3*$AO$63*$AO$126+$AP3*$AP$63*$AP$126+$AQ3*$AQ$63*$AQ$126+$AR3*$AR$63*$AR$126+$AS3*$AS$63*$AS$126+$AT3*$AT$63*$AT$126+$AU3*$AU$63*$AU$126+$AV3*$AV$63*$AV$126+$AW3*$AW$63*$AW$126+$AX3*$AX$63*$AX$126+$AY3*$AY$63*$AY$126+$AZ3*$AZ$63*$AZ$126+$BA3*$BA$63*$BA$126+$BB3*$BB$63*$BB$126+$BC3*$BC$63*$BC$126+$BD3*$BD$63*$BD$126)/CG$63","v":0},null,"%Zloop",0.1,0.5,1,2,3,4,5,6,7,8,10,12,14,18,21,100,1000,10000,null,null,null,null,null,null,null,null,null,null,null,null,null,null,null,null,null,null,null,null,null,null,null,null,null,null,null,null,null,null,null,null,null,null,null,null,null,2,4.9131268283931672E-6,{"$f":"+(EM3*EN3)^2","v":9.6555260927506807E-11},{"$f":"+X3","v":2},2,{"$f":"+Z3","v":3.7783807083142316E-8},2,{"$f":"+AA3","v":4.9131268283931672E-6},"Transformer K-factor Calculation",{"$f":"X3","v":2},{"$f":"AD3","v":4.2979974354338718E-6},{"$f":"(EW3*EV3)^2","v":7.3891127819984556E-11},{"$f":"EW3^2","v":1.8472781954996139E-11}]
["     Critical Inputs are in red",null,null,null,"+jX = ",null,null,"ohms,","Z=",{"$f":"SQRT(G3^2+G4^2)","v":0},"ohm  X/R =",{"$f":"+G4/(G3+0.0001)","v":0},{"$f":"+IF(J4=0,1000000000000000,G6^2/K7/1.732/SQRT(G3^2+G4^2))","v":1000000000000000},{"$f":"100*$U16/M4","v":3.9872262306498768E-15},"Requested By:",null,{"$f":"Summary!C4","v":0},null,null,null,null,null,null,{"$f":"+X3+1","v":3},180,4.0701590007892195E-5,{"$f":"1/$N$8/$U$18*(AF$103*AF$56*(AF4+AF164)+AG$103*AG$56*(AG4+AG164)+AH$103*AH$56*(AH4+AH164)+AI$103*AI$56*(AI4+AI164)+AJ$103*AJ$56*(AJ4+AJ164)+AK$103*AK$56*(AK4+AK164)+AL$103*AL$56*(AL4+AL164)+AM$103*AM$56*(AM4+AM164)+AN$103*AN$56*(AN4+AN164)+AO$103*AO$56*(AO4+AO164)+AP$103*AP$56*(AP4+AP164)+AQ$103*AQ$56*(AQ4+AQ164)+AR$103*AR$56*(AR4+AR164)+AS$103*AS$56*(AS4+AS164)+AT$103*AT$56*(AT4+AT164)+AU$103*AU$56*(AU4+AU164)+AV$103*AV$56*(AV4+AV164)+AW$103*AW$56*(AW4+AW164)+AX$103*AX$56*(AX4+AX164)+AY$103*AY$56*(AY4+AY164)+AZ$103*AZ$56*(AZ4+AZ164)+BA$103*BA$56*(BA4+BA164)+BB$103*BB$56*(BB4+BB164)+BC$103*BC$56*(BC4+BC164)+BD$103*BD$56*(BD4+BD164))","v":3.5283558268934421E-3},{"$f":"0.25*HLOOKUP($U$17,$Q$53:$Y$60,4,1)","v":3},{"$f":"+AA4*U$15/U$23","v":7.7412878214324072},{"$f":"+AC4*AD$2/100","v":3.0866014302028157E-3},12,7.7547622782653836,0,0,0,0,0,0,0,0,0,0,0,0,0,0,0,0,0,0,0,0,0,0,0,0,null,null,null,null,null,null,null,null,null,{"$f":"($AF4*$AF$63*$AF$107+$AG4*$AG$63*$AG$107+$AH4*$AH$63*$AH$107+$AI4*$AI$63*$AI$107+$AJ4*$AJ$63*$AJ$107+$AK4*$AK$63*$AK$107+$AL4*$AL$63*$AL$107+$AM4*$AM$63*$AM$107+$AN4*$AN$63*$AN$107+$AO4*$AO$63*$AO$107+$AP4*$AP$63*$AP$107+$AQ4*$AQ$63*$AQ$107+$AR4*$AR$63*$AR$107+$AS4*$AS$63*$AS$107+$AT4*$AT$63*$AT$107+$AU4*$AU$63*$AU$107+$AV4*$AV$63*$AV$107+$AW4*$AW$63*$AW$107+$AX4*$AX$63*$AX$107+$AY4*$AY$63*$AY$107+$AZ4*$AZ$63*$AZ$107+$BA4*$BA$63*$BA$107+$BB4*$BB$63*$BB$107+$BC4*$BC$63*$BC$107+$BD4*$BD$63*$BD$107)/BN$63","v":7.739283710843698},{"$f":"($AF4*$AF$63*$AF$108+$AG4*$AG$63*$AG$108+$AH4*$AH$63*$AH$108+$AI4*$AI$63*$AI$108+$AJ4*$AJ$63*$AJ$108+$AK4*$AK$63*$AK$108+$AL4*$AL$63*$AL$108+$AM4*$AM$63*$AM$108+$AN4*$AN$63*$AN$108+$AO4*$AO$63*$AO$108+$AP4*$AP$63*$AP$108+$AQ4*$AQ$63*$AQ$108+$AR4*$AR$63*$AR$108+$AS4*$AS$63*$AS$108+$AT4*$AT$63*$AT$108+$AU4*$AU$63*$AU$108+$AV4*$AV$63*$AV$108+$AW4*$AW$63*$AW$108+$AX4*$AX$63*$AX$108+$AY4*$AY$63*$AY$108+$AZ4*$AZ$63*$AZ$108+$BA4*$BA$63*$BA$108+$BB4*$BB$63*$BB$108+$BC4*$BC$63*$BC$108+$BD4*$BD$63*$BD$108)/BO$63","v":7.7470152630023819},{"$f":"($AF4*$AF$63*$AF$109+$AG4*$AG$63*$AG$109+$AH4*$AH$63*$AH$109+$AI4*$AI$63*$AI$109+$AJ4*$AJ$63*$AJ$109+$AK4*$AK$63*$AK$109+$AL4*$AL$63*$AL$109+$AM4*$AM$63*$AM$109+$AN4*$AN$63*$AN$109+$AO4*$AO$63*$AO$109+$AP4*$AP$63*$AP$109+$AQ4*$AQ$63*$AQ$109+$AR4*$AR$63*$AR$109+$AS4*$AS$63*$AS$109+$AT4*$AT$63*$AT$109+$AU4*$AU$63*$AU$109+$AV4*$AV$63*$AV$109+$AW4*$AW$63*$AW$109+$AX4*$AX$63*$AX$109+$AY4*$AY$63*$AY$109+$AZ4*$AZ$63*$AZ$109+$BA4*$BA$63*$BA$109+$BB4*$BB$63*$BB$109+$BC4*$BC$63*$BC$109+$BD4*$BD$63*$BD$109)/BP$63","v":0},{"$f":"($AF4*$AF$63*$AF$110+$AG4*$AG$63*$AG$110+$AH4*$AH$63*$AH$110+$AI4*$AI$63*$AI$110+$AJ4*$AJ$63*$AJ$110+$AK4*$AK$63*$AK$110+$AL4*$AL$63*$AL$110+$AM4*$AM$63*$AM$110+$AN4*$AN$63*$AN$110+$AO4*$AO$63*$AO$110+$AP4*$AP$63*$AP$110+$AQ4*$AQ$63*$AQ$110+$AR4*$AR$63*$AR$110+$AS4*$AS$63*$AS$110+$AT4*$AT$63*$AT$110+$AU4*$AU$63*$AU$110+$AV4*$AV$63*$AV$110+$AW4*$AW$63*$AW$110+$AX4*$AX$63*$AX$110+$AY4*$AY$63*$AY$110+$AZ4*$AZ$63*$AZ$110+$BA4*$BA$63*$BA$110+$BB4*$BB$63*$BB$110+$BC4*$BC$63*$BC$110+$BD4*$BD$63*$BD$110)/BQ$63","v":0},{"$f":"($AF4*$AF$63*$AF$111+$AG4*$AG$63*$AG$111+$AH4*$AH$63*$AH$111+$AI4*$AI$63*$AI$111+$AJ4*$AJ$63*$AJ$111+$AK4*$AK$63*$AK$111+$AL4*$AL$63*$AL$111+$AM4*$AM$63*$AM$111+$AN4*$AN$63*$AN$111+$AO4*$AO$63*$AO$111+$AP4*$AP$63*$AP$111+$AQ4*$AQ$63*$AQ$111+$AR4*$AR$63*$AR$111+$AS4*$AS$63*$AS$111+$AT4*$AT$63*$AT$111+$AU4*$AU$63*$AU$111+$AV4*$AV$63*$AV$111+$AW4*$AW$63*$AW$111+$AX4*$AX$63*$AX$111+$AY4*$AY$63*$AY$111+$AZ4*$AZ$63*$AZ$111+$BA4*$BA$63*$BA$111+$BB4*$BB$63*$BB$111+$BC4*$BC$63*$BC$111+$BD4*$BD$63*$BD$111)/BR$63","v":0},{"$f":"($AF4*$AF$63*$AF$112+$AG4*$AG$63*$AG$112+$AH4*$AH$63*$AH$112+$AI4*$AI$63*$AI$112+$AJ4*$AJ$63*$AJ$112+$AK4*$AK$63*$AK$112+$AL4*$AL$63*$AL$112+$AM4*$AM$63*$AM$112+$AN4*$AN$63*$AN$112+$AO4*$AO$63*$AO$112+$AP4*$AP$63*$AP$112+$AQ4*$AQ$63*$AQ$112+$AR4*$AR$63*$AR$112+$AS4*$AS$63*$AS$112+$AT4*$AT$63*$AT$112+$AU4*$AU$63*$AU$112+$AV4*$AV$63*$AV$112+$AW4*$AW$63*$AW$112+$AX4*$AX$63*$AX$112+$AY4*$AY$63*$AY$112+$AZ4*$AZ$63*$AZ$112+$BA4*$BA$63*$BA$112+$BB4*$BB$63*$BB$112+$BC4*$BC$63*$BC$112+$BD4*$BD$63*$BD$112)/BS$63","v":0},{"$f":"($AF4*$AF$63*$AF$113+$AG4*$AG$63*$AG$113+$AH4*$AH$63*$AH$113+$AI4*$AI$63*$AI$113+$AJ4*$AJ$63*$AJ$113+$AK4*$AK$63*$AK$113+$AL4*$AL$63*$AL$113+$AM4*$AM$63*$AM$113+$AN4*$AN$63*$AN$113+$AO4*$AO$63*$AO$113+$AP4*$AP$63*$AP$113+$AQ4*$AQ$63*$AQ$113+$AR4*$AR$63*$AR$113+$AS4*$AS$63*$AS$113+$AT4*$AT$63*$AT$113+$AU4*$AU$63*$AU$113+$AV4*$AV$63*$AV$113+$AW4*$AW$63*$AW$113+$AX4*$AX$63*$AX$113+$AY4*$AY$63*$AY$113+$AZ4*$AZ$63*$AZ$113+$BA4*$BA$63*$BA$113+$BB4*$BB$63*$BB$113+$BC4*$BC$63*$BC$113+$BD4*$BD$63*$BD$113)/BT$63","v":0},{"$f":"($AF4*$AF$63*$AF$114+$AG4*$AG$63*$AG$114+$AH4*$AH$63*$AH$114+$AI4*$AI$63*$AI$114+$AJ4*$AJ$63*$AJ$114+$AK4*$AK$63*$AK$114+$AL4*$AL$63*$AL$114+$AM4*$AM$63*$AM$114+$AN4*$AN$63*$AN$114+$AO4*$AO$63*$AO$114+$AP4*$AP$63*$AP$114+$AQ4*$AQ$63*$AQ$114+$AR4*$AR$63*$AR$114+$AS4*$AS$63*$AS$114+$AT4*$AT$63*$AT$114+$AU4*$AU$63*$AU$114+$AV4*$AV$63*$AV$114+$AW4*$AW$63*$AW$114+$AX4*$AX$63*$AX$114+$AY4*$AY$63*$AY$114+$AZ4*$AZ$63*$AZ$114+$BA4*$BA$63*$BA$114+$BB4*$BB$63*$BB$114+$BC4*$BC$63*$BC$114+$BD4*$BD$63*$BD$114)/BU$63","v":0},{"$f":"($AF4*$AF$63*$AF$115+$AG4*$AG$63*$AG$115+$AH4*$AH$63*$AH$115+$AI4*$AI$63*$AI$115+$AJ4*$AJ$63*$AJ$115+$AK4*$AK$63*$AK$115+$AL4*$AL$63*$AL$115+$AM4*$AM$63*$AM$115+$AN4*$AN$63*$AN$115+$AO4*$AO$63*$AO$115+$AP4*$AP$63*$AP$115+$AQ4*$AQ$63*$AQ$115+$AR4*$AR$63*$AR$115+$AS4*$AS$63*$AS$115+$AT4*$AT$63*$AT$115+$AU4*$AU$63*$AU$115+$AV4*$AV$63*$AV$115+$AW4*$AW$63*$AW$115+$AX4*$AX$63*$AX$115+$AY4*$AY$63*$AY$115+$AZ4*$AZ$63*$AZ$115+$BA4*$BA$63*$BA$115+$BB4*$BB$63*$BB$115+$BC4*$BC$63*$BC$115+$BD4*$BD$63*$BD$115)/BV$63","v":0},{"$f":"($AF4*$AF$63*$AF$116+$AG4*$AG$63*$AG$116+$AH4*$AH$63*$AH$116+$AI4*$AI$63*$AI$116+$AJ4*$AJ$63*$AJ$116+$AK4*$AK$63*$AK$116+$AL4*$AL$63*$AL$116+$AM4*$AM$63*$AM$116+$AN4*$AN$63*$AN$116+$AO4*$AO$63*$AO$116+$AP4*$AP$63*$AP$116+$AQ4*$AQ$63*$AQ$116+$AR4*$AR$63*$AR$116+$AS4*$AS$63*$AS$116+$AT4*$AT$63*$AT$116+$AU4*$AU$63*$AU$116+$AV4*$AV$63*$AV$116+$AW4*$AW$63*$AW$116+$AX4*$AX$63*$AX$116+$AY4*$AY$63*$AY$116+$AZ4*$AZ$63*$AZ$116+$BA4*$BA$63*$BA$116+$BB4*$BB$63*$BB$116+$BC4*$BC$63*$BC$116+$BD4*$BD$63*$BD$116)/BW$63","v":0},{"$f":"($AF4*$AF$63*$AF$117+$AG4*$AG$63*$AG$117+$AH4*$AH$63*$AH$117+$AI4*$AI$63*$AI$117+$AJ4*$AJ$63*$AJ$117+$AK4*$AK$63*$AK$117+$AL4*$AL$63*$AL$117+$AM4*$AM$63*$AM$117+$AN4*$AN$63*$AN$117+$AO4*$AO$63*$AO$117+$AP4*$AP$63*$AP$117+$AQ4*$AQ$63*$AQ$117+$AR4*$AR$63*$AR$117+$AS4*$AS$63*$AS$117+$AT4*$AT$63*$AT$117+$AU4*$AU$63*$AU$117+$AV4*$AV$63*$AV$117+$AW4*$AW$63*$AW$117+$AX4*$AX$63*$AX$117+$AY4*$AY$63*$AY$117+$AZ4*$AZ$63*$AZ$117+$BA4*$BA$63*$BA$117+$BB4*$BB$63*$BB$117+$BC4*$BC$63*$BC$117+$BD4*$BD$63*$BD$117)/BX$63","v":0},{"$f":"($AF4*$AF$63*$AF$118+$AG4*$AG$63*$AG$118+$AH4*$AH$63*$AH$118+$AI4*$AI$63*$AI$118+$AJ4*$AJ$63*$AJ$118+$AK4*$AK$63*$AK$118+$AL4*$AL$63*$AL$118+$AM4*$AM$63*$AM$118+$AN4*$AN$63*$AN$118+$AO4*$AO$63*$AO$118+$AP4*$AP$63*$AP$118+$AQ4*$AQ$63*$AQ$118+$AR4*$AR$63*$AR$118+$AS4*$AS$63*$AS$118+$AT4*$AT$63*$AT$118+$AU4*$AU$63*$AU$118+$AV4*$AV$63*$AV$118+$AW4*$AW$63*$AW$118+$AX4*$AX$63*$AX$118+$AY4*$AY$63*$AY$118+$AZ4*$AZ$63*$AZ$118+$BA4*$BA$63*$BA$118+$BB4*$BB$63*$BB$118+$BC4*$BC$63*$BC$118+$BD4*$BD$63*$BD$118)/BY$63","v":0},{"$f":"($AF4*$AF$63*$AF$119+$AG4*$AG$63*$AG$119+$AH4*$AH$63*$AH$119+$AI4*$AI$63*$AI$119+$AJ4*$AJ$63*$AJ$119+$AK4*$AK$63*$AK$119+$AL4*$AL$63*$AL$119+$AM4*$AM$63*$AM$119+$AN4*$AN$63*$AN$119+$AO4*$AO$63*$AO$119+$AP4*$AP$63*$AP$119+$AQ4*$AQ$63*$AQ$119+$AR4*$AR$63*$AR$119+$AS4*$AS$63*$AS$119+$AT4*$AT$63*$AT$119+$AU4*$AU$63*$AU$119+$AV4*$AV$63*$AV$119+$AW4*$AW$63*$AW$119+$AX4*$AX$63*$AX$119+$AY4*$AY$63*$AY$119+$AZ4*$AZ$63*$AZ$119+$BA4*$BA$63*$BA$119+$BB4*$BB$63*$BB$119+$BC4*$BC$63*$BC$119+$BD4*$BD$63*$BD$119)/BZ$63","v":0},{"$f":"($AF4*$AF$63*$AF$120+$AG4*$AG$63*$AG$120+$AH4*$AH$63*$AH$120+$AI4*$AI$63*$AI$120+$AJ4*$AJ$63*$AJ$120+$AK4*$AK$63*$AK$120+$AL4*$AL$63*$AL$120+$AM4*$AM$63*$AM$120+$AN4*$AN$63*$AN$120+$AO4*$AO$63*$AO$120+$AP4*$AP$63*$AP$120+$AQ4*$AQ$63*$AQ$120+$AR4*$AR$63*$AR$120+$AS4*$AS$63*$AS$120+$AT4*$AT$63*$AT$120+$AU4*$AU$63*$AU$120+$AV4*$AV$63*$AV$120+$AW4*$AW$63*$AW$120+$AX4*$AX$63*$AX$120+$AY4*$AY$63*$AY$120+$AZ4*$AZ$63*$AZ$120+$BA4*$BA$63*$BA$120+$BB4*$BB$63*$BB$120+$BC4*$BC$63*$BC$120+$BD4*$BD$63*$BD$120)/CA$63","v":0},{"$f":"($AF4*$AF$63*$AF$121+$AG4*$AG$63*$AG$121+$AH4*$AH$63*$AH$121+$AI4*$AI$63*$AI$121+$AJ4*$AJ$63*$AJ$121+$AK4*$AK$63*$AK$121+$AL4*$AL$63*$AL$121+$AM4*$AM$63*$AM$121+$AN4*$AN$63*$AN$121+$AO4*$AO$63*$AO$121+$AP4*$AP$63*$AP$121+$AQ4*$AQ$63*$AQ$121+$AR4*$AR$63*$AR$121+$AS4*$AS$63*$AS$121+$AT4*$AT$63*$AT$121+$AU4*$AU$63*$AU$121+$AV4*$AV$63*$AV$121+$AW4*$AW$63*$AW$121+$AX4*$AX$63*$AX$121+$AY4*$AY$63*$AY$121+$AZ4*$AZ$63*$AZ$121+$BA4*$BA$63*$BA$121+$BB4*$BB$63*$BB$121+$BC4*$BC$63*$BC$121+$BD4*$BD$63*$BD$121)/CB$63","v":0},{"$f":"($AF4*$AF$63*$AF$122+$AG4*$AG$63*$AG$122+$AH4*$AH$63*$AH$122+$AI4*$AI$63*$AI$122+$AJ4*$AJ$63*$AJ$122+$AK4*$AK$63*$AK$122+$AL4*$AL$63*$AL$122+$AM4*$AM$63*$AM$122+$AN4*$AN$63*$AN$122+$AO4*$AO$63*$AO$122+$AP4*$AP$63*$AP$122+$AQ4*$AQ$63*$AQ$122+$AR4*$AR$63*$AR$122+$AS4*$AS$63*$AS$122+$AT4*$AT$63*$AT$122+$AU4*$AU$63*$AU$122+$AV4*$AV$63*$AV$122+$AW4*$AW$63*$AW$122+$AX4*$AX$63*$AX$122+$AY4*$AY$63*$AY$122+$AZ4*$AZ$63*$AZ$122+$BA4*$BA$63*$BA$122+$BB4*$BB$63*$BB$122+$BC4*$BC$63*$BC$122+$BD4*$BD$63*$BD$122)/CC$63","v":0},{"$f":"($AF4*$AF$63*$AF$123+$AG4*$AG$63*$AG$123+$AH4*$AH$63*$AH$123+$AI4*$AI$63*$AI$123+$AJ4*$AJ$63*$AJ$123+$AK4*$AK$63*$AK$123+$AL4*$AL$63*$AL$123+$AM4*$AM$63*$AM$123+$AN4*$AN$63*$AN$123+$AO4*$AO$63*$AO$123+$AP4*$AP$63*$AP$123+$AQ4*$AQ$63*$AQ$123+$AR4*$AR$63*$AR$123+$AS4*$AS$63*$AS$123+$AT4*$AT$63*$AT$123+$AU4*$AU$63*$AU$123+$AV4*$AV$63*$AV$123+$AW4*$AW$63*$AW$123+$AX4*$AX$63*$AX$123+$AY4*$AY$63*$AY$123+$AZ4*$AZ$63*$AZ$123+$BA4*$BA$63*$BA$123+$BB4*$BB$63*$BB$123+$BC4*$BC$63*$BC$123+$BD4*$BD$63*$BD$123)/CD$63","v":0},{"$f":"($AF4*$AF$63*$AF$124+$AG4*$AG$63*$AG$124+$AH4*$AH$63*$AH$124+$AI4*$AI$63*$AI$124+$AJ4*$AJ$63*$AJ$124+$AK4*$AK$63*$AK$124+$AL4*$AL$63*$AL$124+$AM4*$AM$63*$AM$124+$AN4*$AN$63*$AN$124+$AO4*$AO$63*$AO$124+$AP4*$AP$63*$AP$124+$AQ4*$AQ$63*$AQ$124+$AR4*$AR$63*$AR$124+$AS4*$AS$63*$AS$124+$AT4*$AT$63*$AT$124+$AU4*$AU$63*$AU$124+$AV4*$AV$63*$AV$124+$AW4*$AW$63*$AW$124+$AX4*$AX$63*$AX$124+$AY4*$AY$63*$AY$124+$AZ4*$AZ$63*$AZ$124+$BA4*$BA$63*$BA$124+$BB4*$BB$63*$BB$124+$BC4*$BC$63*$BC$124+$BD4*$BD$63*$BD$124)/CE$63","v":0},{"$f":"($AF4*$AF$63*$AF$125+$AG4*$AG$63*$AG$125+$AH4*$AH$63*$AH$125+$AI4*$AI$63*$AI$125+$AJ4*$AJ$63*$AJ$125+$AK4*$AK$63*$AK$125+$AL4*$AL$63*$AL$125+$AM4*$AM$63*$AM$125+$AN4*$AN$63*$AN$125+$AO4*$AO$63*$AO$125+$AP4*$AP$63*$AP$125+$AQ4*$AQ$63*$AQ$125+$AR4*$AR$63*$AR$125+$AS4*$AS$63*$AS$125+$AT4*$AT$63*$AT$125+$AU4*$AU$63*$AU$125+$AV4*$AV$63*$AV$125+$AW4*$AW$63*$AW$125+$AX4*$AX$63*$AX$125+$AY4*$AY$63*$AY$125+$AZ4*$AZ$63*$AZ$125+$BA4*$BA$63*$BA$125+$BB4*$BB$63*$BB$125+$BC4*$BC$63*$BC$125+$BD4*$BD$63*$BD$125)/CF$63","v":0},{"$f":"($AF4*$AF$63*$AF$126+$AG4*$AG$63*$AG$126+$AH4*$AH$63*$AH$126+$AI4*$AI$63*$AI$126+$AJ4*$AJ$63*$AJ$126+$AK4*$AK$63*$AK$126+$AL4*$AL$63*$AL$126+$AM4*$AM$63*$AM$126+$AN4*$AN$63*$AN$126+$AO4*$AO$63*$AO$126+$AP4*$AP$63*$AP$126+$AQ4*$AQ$63*$AQ$126+$AR4*$AR$63*$AR$126+$AS4*$AS$63*$AS$126+$AT4*$AT$63*$AT$126+$AU4*$AU$63*$AU$126+$AV4*$AV$63*$AV$126+$AW4*$AW$63*$AW$126+$AX4*$AX$63*$AX$126+$AY4*$AY$63*$AY$126+$AZ4*$AZ$63*$AZ$126+$BA4*$BA$63*$BA$126+$BB4*$BB$63*$BB$126+$BC4*$BC$63*$BC$126+$BD4*$BD$63*$BD$126)/CG$63","v":0},null,"Kfactor",{"$f":"+(10000+SUMPRODUCT(CJ13:CJ52,$DB13:$DB52,CJ13:CJ52,$DB13:$DB52))/10000/CJ6^2","v":75.659439564426393},{"$f":"+(10000+SUMPRODUCT(CK13:CK52,$DB13:$DB52,CK13:CK52,$DB13:$DB52))/10000/CK6^2","v":28.740874751870489},19.091439941841617,12.594705397425681,8.9094882895203575,6.8089323890713747,5.6818608664310659,4.9624815522037,4.4311188838281472,4.0260882883320175,3.4696063159516242,3.0825489298234618,2.8085075606350776,2.4256335862125118,2.4401984210942707,2.4401984210942707,2.4401984210942707,2.4401984210942707,null,null,null,null,null,null,null,null,null,null,null,null,null,null,null,null,null,null,null,null,null,null,null,null,null,null,null,null,null,null,null,null,null,null,null,null,null,3,3.5283558268934421E-3,1.1204365357055614E-4,{"$f":"+X4","v":3},{"$f":"1+EQ3","v":3},4.0701590007892195E-5,{"$f":"1+ES3","v":3},3.5283558268934421E-3,null,{"$f":"X4","v":3},{"$f":"AD4","v":3.0866014302028157E-3},8.5743975500370608E-5,9.5271083889300678E-6]
["Application (Spc, Gen, Ded) =",null,null,{"$f":"Summary!H14","v":"General"},"Primary Wire AWG Size:",null,null,"Wire Length(ft) =  ",null,null,"# in Paral=",null,{"$f":"+IF(L5=0,1000000000000000,G6^2/K7/1.732/VLOOKUP(G5,N65:R94,4)/(J5+0.000001)*L5)","v":1000000000000000},{"$f":"100*U16/(M5+0.000001)","v":3.9872262306498768E-15},"Contact:",null,{"$f":"Summary!C5","v":0},null,null,null,null,null,null,4,240,1.3247403094976661E-7,8.6129716109930382E-6,{"$f":"0.25*HLOOKUP($U$17,$Q$53:$Y$60,4,1)","v":3},1.8897043129923841E-2,7.5346171976634473E-6,13,1.8929935253017376E-2,0,0,0,0,0,0,0,0,0,0,0,0,0,0,0,0,0,0,0,0,0,0,0,0,null,null,null,null,null,null,null,null,null,1.8892150951115152E-2,1.8911024228788591E-2,{"$f":"($AF5*$AF$63*$AF$109+$AG5*$AG$63*$AG$109+$AH5*$AH$63*$AH$109+$AI5*$AI$63*$AI$109+$AJ5*$AJ$63*$AJ$109+$AK5*$AK$63*$AK$109+$AL5*$AL$63*$AL$109+$AM5*$AM$63*$AM$109+$AN5*$AN$63*$AN$109+$AO5*$AO$63*$AO$109+$AP5*$AP$63*$AP$109+$AQ5*$AQ$63*$AQ$109+$AR5*$AR$63*$AR$109+$AS5*$AS$63*$AS$109+$AT5*$AT$63*$AT$109+$AU5*$AU$63*$AU$109+$AV5*$AV$63*$AV$109+$AW5*$AW$63*$AW$109+$AX5*$AX$63*$AX$109+$AY5*$AY$63*$AY$109+$AZ5*$AZ$63*$AZ$109+$BA5*$BA$63*$BA$109+$BB5*$BB$63*$BB$109+$BC5*$BC$63*$BC$109+$BD5*$BD$63*$BD$109)/BP$63","v":0},0,0,0,0,0,0,0,0,0,0,0,0,0,0,0,0,0,null,"%Ithd",{"$f":"+SQRT(SUMSQ(CJ13:CJ52))","v":163.93707416645231},{"$f":"+SQRT(SUMSQ(CK13:CK52))","v":113.48783509882536},92.200809468905419,70.913545845876783,54.749796178477268,45.405731691457369,40.44752986749441,36.564906783409683,33.720921665220359,31.536717657247557,28.353061221821324,26.00362827976814,24.159954485600757,21.249505248051026,21.247075850879671,21.247075850879671,21.247075850879671,21.247075850879671,null,null,null,null,null,null,null,null,null,null,null,null,null,null,null,null,null,null,null,null,null,null,null,null,null,null,null,null,null,null,null,null,null,null,null,null,null,4,8.6129716109930382E-6,1.1869324795483522E-9,4,{"$f":"1+EQ4","v":4},1.3247403094976661E-7,4,8.6129716109930382E-6,null,4,7.5346171976634473E-6,9.0832730104521247E-10,5.6770456315325779E-11]
["T1 KVA dxfmr =",null,null,{"$f":"Summary!H15","v":2500},"Vdxfmrpri = ",null,13200," Idistxfmrrated@Vpcc = ",null,null,{"$f":"+Q21","v":109.34984953460703},"Amps",{"$f":"+D6*100000/1.732/K7/(D7+0.00001)","v":1901.733206283242},{"$f":"100*U16/M6","v":2.0966275487414631E-3},"COPY:",null,{"$f":"Summary!C6","v":0},null,null,null,null,null,null,5,300,3.2604616289007131E-4,1.6958652648896955E-2,{"$f":"+HLOOKUP($U$17,$Q$53:$Y$60,4,1)*O59","v":12},37.207645050469914,1.4835408923732384E-2,14,37.272408539265818,0,0,0,0,0,0,0,0,0,0,0,0,0,0,0,0,0,0,0,0,0,0,0,0,null,null,null,null,null,null,null,null,null,37.198012514237355,37.235173365899925,0,0,0,0,0,0,0,0,0,0,0,0,0,0,0,0,0,0,null,"Irms/If",{"$f":"+SQRT(1+(CJ5/100)^2)","v":1.92029592214994},{"$f":"+SQRT(1+(CK5/100)^2)","v":1.5125967313007844},1.3601834165553335,1.2259172477959215,1.1400675498225885,1.0982568219882185,1.0787030486830864,1.0647531360873956,1.0553246210504106,1.0485496917453627,1.0394179179063803,1.0332564388239909,1.0287712768514827,1.0223278081558256,1.0223227588297659,1.0223227588297659,1.0223227588297659,1.0223227588297659,null,null,null,null,null,null,null,null,null,null,null,null,null,null,null,null,null,null,null,null,null,null,null,null,null,null,null,null,null,null,null,null,null,null,null,null,null,5,1.6958652648896955E-2,7.1898974916484925E-3,5,5,3.2604616289007131E-4,5,1.6958652648896955E-2,null,5,1.4835408923732384E-2,5.5022339483589621E-3,2.2008935793435845E-4]
["Dist Xfmr % Z =",null,null,{"$f":"Summary!H16","v":5.75},"Vdxfmrsec = ",null,480,"Idmd t1pri =",{"$f":"+G8/0.001732/G6","v":87.479879627685634},"Vll @ pcc =",{"$f":"+U11","v":13200},"Total = ",{"$f":"1/(1/M3+1/M4+1/(M5+0.0001)+1/M6)","v":1715.2890667501999},{"$f":"SUM(N3:N6)","v":2.324521451188462E-3},"NOTES;",null,null,null,null,null,null,null,null,6,360,7.0576610926352129E-8,3.0590868361174604E-6,{"$f":"0.25*HLOOKUP($U$17,$Q$53:$Y$60,4,1)","v":3},6.7117016624682621E-3,2.6760854819419318E-6,15,6.7233840254565429E-3,0,0,0,0,0,0,0,0,0,0,0,0,0,0,0,0,0,0,0,0,0,0,0,0,null,null,null,null,null,null,null,null,null,6.7099640972620202E-3,6.7166673580984449E-3,0,0,0,0,0,0,0,0,0,0,0,0,0,0,0,0,0,0,null,"Ih/If",{"$f":"+CJ5/100","v":1.6393707416645231},{"$f":"+CK5/100","v":1.1348783509882536},0.9220080946890542,0.7091354584587678,0.54749796178477272,0.45405731691457368,0.40447529867494408,0.36564906783409684,0.3372092166522036,0.31536717657247559,0.28353061221821324,0.26003628279768143,0.24159954485600757,0.21249505248051026,0.21247075850879671,0.21247075850879671,0.21247075850879671,0.21247075850879671,null,null,null,null,null,null,null,null,null,null,null,null,null,null,null,null,null,null,null,null,null,null,null,null,null,null,null,null,null,null,null,null,null,null,null,null,null,6,3.0590868361174604E-6,3.3688844175265685E-10,6,6,7.0576610926352129E-8,6,3.0590868361174604E-6,null,6,2.6760854819419318E-6,2.5781160623977373E-10,7.1614335066603813E-12]
["% Demand: T1 KVA =",null,null,{"$f":"Summary!H17","v":80},"                      KVA dmd =",null,{"$f":"+Q23","v":2000},"Idmd t1sec=",{"$f":"+G8/G7*1000/1.732","v":2405.6966897613552},"Idmd@pcc",{"$f":"+U15","v":87.479879627685648},null,"UsedHPpcc=",{"$f":"+U13","v":1.0019999999999998},"By:",{"$f":"Summary!C7","v":0},null,null,null,"Phone:",{"$f":"Summary!J3","v":0},null,null,{"$f":"+X7+1","v":7},420,1.273997017501773E-4,4.7331757091507391E-3,{"$f":"+HLOOKUP($U$17,$Q$53:$Y$60,4,1)*O59","v":12},10.384688300048511,4.140576412931923E-3,16,10.402763849937704,0,0,0,0,0,0,0,0,0,0,0,0,0,0,0,0,0,0,0,0,0,0,0,0,null,null,null,null,null,null,null,null,null,10.381999850237232,10.392371478459246,0,0,0,0,0,0,0,0,0,0,0,0,0,0,0,0,0,0,null,"DispPF",0.97499999999999998,0.97399999999999998,0.97299999999999998,0.97099999999999997,0.97,0.96899999999999997,0.96799999999999997,0.96699999999999997,0.96599999999999997,0.96499999999999997,0.96299999999999997,0.96,0.95499999999999996,0.95,0.94,0.9,0.9,0.9,null,null,null,null,null,null,null,null,null,null,null,null,null,null,null,null,null,null,null,null,null,null,null,null,null,null,null,null,null,null,null,null,null,null,null,null,null,7,4.7331757091507391E-3,1.0977446623910356E-3,7,7,1.273997017501773E-4,7,4.7331757091507391E-3,null,7,4.140576412931923E-3,8.4007427853508129E-4,1.7144373031328192E-5]
["PCC Location =",null,null,{"$f":"Summary!H18","v":"Utility"},"Ave % MTR Loading:",null,100,null,"LineFreq = ",60,"Idrv@pcc",{"$f":"+U16","v":3.9872262306498769E-2},"DrvHPpcc=",{"$f":"+U12","v":1},"Email:",{"$f":"Summary!C9","v":0},null,null,null,"Fax:",null,null,null,8,480,{"$f":"$X9/130*(BJ$80*HLOOKUP($BK$80,$BM$1:$CG$51,$X9+1,0)+BJ$81*HLOOKUP($BK$81,$BM$1:$CG$51,$X9+1,0)+BJ$82*HLOOKUP($BK$82,$BM$1:$CG$51,$X9+1,0)+BJ$83*HLOOKUP($BK$83,$BM$1:$CG$51,$X9+1,0)+BJ$84*HLOOKUP($BK$84,$BM$1:$CG$51,$X9+1,0)+BJ$85*HLOOKUP($BK$85,$BM$1:$CG$51,$X9+1,0)+BJ$86*HLOOKUP($BK$86,$BM$1:$CG$51,$X9+1,0)+BJ$87*HLOOKUP($BK$87,$BM$1:$CG$51,$X9+1,0)+BJ$88*HLOOKUP($BK$88,$BM$1:$CG$51,$X9+1,0)+BJ$89*HLOOKUP($BK$89,$BM$1:$CG$51,$X9+1,0)+BJ$90*HLOOKUP($BK$90,$BM$1:$CG$51,$X9+1,0)+BJ$91*HLOOKUP($BK$91,$BM$1:$CG$51,$X9+1,0)+BJ$92*HLOOKUP($BK$92,$BM$1:$CG$51,$X9+1,0)+BJ$93*HLOOKUP($BK$93,$BM$1:$CG$51,$X9+1,0)+BJ$94*HLOOKUP($BK$94,$BM$1:$CG$51,$X9+1,0)+BJ$95*HLOOKUP($BK$95,$BM$1:$CG$51,$X9+1,0)+BJ$96*HLOOKUP($BK$96,$BM$1:$CG$51,$X9+1,0)+BJ$97*HLOOKUP($BK$97,$BM$1:$CG$51,$X9+1,0)+BJ$98*HLOOKUP($BK$98,$BM$1:$CG$51,$X9+1,0)+BJ$99*HLOOKUP($BK$99,$BM$1:$CG$51,$X9+1,0)+BJ$100*HLOOKUP($BK$100,$BM$1:$CG$51,$X9+1,0))+BK169","v":2.7415524295496619E-7},8.9122800432916977E-6,{"$f":"0.25*HLOOKUP($U$17,$Q$53:$Y$60,4,1)","v":3},1.9553732204235737E-2,7.7964518539538281E-6,17,1.9587767357893259E-2,0,0,0,0,0,0,0,0,0,0,0,0,0,0,0,0,0,0,0,0,0,0,0,0,null,null,null,null,null,null,null,null,null,1.9548670017857549E-2,1.9568199158734527E-2,0,0,0,0,0,0,0,0,0,0,0,0,0,0,0,0,0,0,null,"ActPF",0.54,0.67700000000000005,0.73599999999999999,0.81200000000000006,0.873,0.89800000000000002,0.91,0.91800000000000004,0.92200000000000004,0.92500000000000004,0.92900000000000005,0.93100000000000005,0.93100000000000005,0.93200000000000005,0.93100000000000005,0.9,0.9,0.9,null,null,null,null,null,null,null,null,null,null,null,null,null,null,null,null,null,null,null,null,null,null,null,null,null,null,null,null,null,null,null,null,null,null,null,null,null,8,8.9122800432916977E-6,5.0834390764835498E-9,8,8,2.7415524295496619E-7,8,8.9122800432916977E-6,null,8,7.7964518539538281E-6,3.8902183367052857E-9,6.078466151102009E-11]
["Transformer",null,"                             Network Inputs:",null,null,"AveSysEff*PF:",0.82,"Bus#","ID TAG","Fed From","Wire Size","# in Paral","W Length","Ampacity","System Data:",null,"PCC =",{"$f":"+D9","v":"Utility"},"Line Freq =",null,{"$f":"+J9","v":60},"Hz",null,9,540,2.4436670489128005E-5,7.0612531102160218E-4,{"$f":"0.25*HLOOKUP($U$17,$Q$53:$Y$60,4,1)","v":3},1.5492539694981806,6.1771757210231848E-4,18,1.5519505952039867,0,0,0,0,0,0,0,0,0,0,0,0,0,0,0,0,0,0,0,0,0,0,0,0,null,null,null,null,null,null,null,null,null,1.5488528894251368,1.5504001950089779,0,0,0,0,0,0,0,0,0,0,0,0,0,0,0,0,0,0,null,"%Vthd",1.232,3.016,4.4409999999999998,6.1849999999999996,6.976,7.8609999999999998,8.7330000000000005,9.5860000000000003,10.41,11.18,12.64,13.97,15.21,17.420000000000002,18.88,90,90,90,null,null,null,null,null,null,null,null,null,null,null,null,null,null,null,null,null,null,null,null,null,null,null,null,null,null,null,null,null,null,null,null,null,null,null,null,null,9,7.0612531102160218E-4,4.0387649344093704E-5,9,9,2.4436670489128005E-5,9,7.0612531102160218E-4,null,9,6.1771757210231848E-4,3.0907574909602632E-5,3.8157499888398303E-7]
["#","ID TAG","Fed From","KVA","      % Z","    Vsec","Irated pcc","B1",null,null,null,null,null,{"$f":"VLOOKUP(K11,$N$65:$S$94,6)*L11","v":0},"MVAsc before Xfmr =",null,{"$f":"+IF(M3>M7*25,\"\",J3)","v":400},"MVA","Vll @ PCC =",null,{"$f":"HLOOKUP(D9,BM1:CG65,65,0)","v":13200},"Volts",null,10,600,2.1590566844788878E-7,5.6149552622861973E-6,{"$f":"0.25*HLOOKUP($U$17,$Q$53:$Y$60,4,1)","v":3},1.2319331417345928E-2,4.9119561045963668E-6,19,1.2340774399860359E-2,0,0,0,0,0,0,0,0,0,0,0,0,0,0,0,0,0,0,0,0,0,0,0,0,null,null,null,null,null,null,null,null,null,1.2316142115629104E-2,1.2328445953906454E-2,0,0,0,0,0,0,0,0,0,0,0,0,0,0,0,0,0,0,null,"Vrms/Vs",1,0.999,0.998,0.996,0.99299999999999999,0.99099999999999999,0.98799999999999999,0.98599999999999999,0.98299999999999998,0.98099999999999998,0.97499999999999998,0.97,0.96499999999999997,0.95399999999999996,0.94599999999999995,0.09,0.09,0.09,null,null,null,null,null,null,null,null,null,null,null,null,null,null,null,null,null,null,null,null,null,null,null,null,null,null,null,null,null,null,null,null,null,null,null,null,null,10,5.6149552622861973E-6,3.1527722597475459E-9,10,10,2.1590566844788878E-7,10,5.6149552622861973E-6,null,10,4.9119561045963668E-6,2.4127312773481517E-9,2.4127312773481515E-11]
["T1","N/A","Utility",{"$f":"+D6","v":2500},{"$f":"+D7","v":5.75},{"$f":"+G7","v":480},{"$f":"+Q21","v":109.34984953460703},"B2",null,null,null,null,null,0,"Other Z primary: R =",null,{"$f":"+IF(M4>M7*25,\" \",G3)","v":" "},"ohm","Total Drive HP @ PCC",null,{"$f":"+HLOOKUP(D9,BM1:CG65,62,0)","v":1},"HP",null,11,660,1.3287993776311895E-4,3.1415862439916789E-3,{"$f":"+HLOOKUP($U$17,$Q$53:$Y$60,5,1)*O60","v":5.5},6.8927071201900176,2.7482558646438515E-3,20,6.9047045406058052,0,0,0,0,0,0,0,0,0,0,0,0,0,0,0,0,0,0,0,0,0,0,0,0,null,null,null,null,null,null,null,null,null,6.8909226952153757,6.897806733871934,0,0,0,0,0,0,0,0,0,0,0,0,0,0,0,0,0,0,null,"Vbus/Vs",1.403,1.381,1.359,1.3320000000000001,1.323,1.3149999999999999,1.3069999999999999,1.2989999999999999,1.292,1.2849999999999999,1.2709999999999999,1.258,1.2450000000000001,1.2210000000000001,1.204,0.5,0.5,0.5,null,null,null,null,null,null,null,null,null,null,null,null,null,null,null,null,null,null,null,null,null,null,null,null,null,null,null,null,null,null,null,null,null,null,null,null,null,11,3.1415862439916789E-3,1.1942172595409671E-3,11,11,1.3287993776311895E-4,11,3.1415862439916789E-3,null,11,2.7482558646438515E-3,9.1390214600346818E-4,7.5529102975493243E-6]
["T2",null,null,null,null,null,{"$f":"+D13/0.001732/(0.000001+F13)","v":0},"B3",null,null,null,null,null,0,null,"X =",{"$f":"+IF(M4>M7*25,\" \",G4)","v":" "},"ohm","Total Used HP @ PCC",null,{"$f":"+HLOOKUP(D9,BM1:CG65,63,0)","v":1.0019999999999998},"HP",null,12,720,9.7124374070399777E-8,2.1048892138994119E-6,{"$f":"0.25*HLOOKUP($U$17,$Q$53:$Y$60,5,1)","v":1.375},4.6181717594425756E-3,1.8413545506153442E-6,21,4.6262101320564443E-3,0,0,0,0,0,0,0,0,0,0,0,0,0,0,0,0,0,0,0,0,0,0,0,0,null,null,null,null,null,null,null,null,null,4.6169761796970516E-3,4.621588543512932E-3,0,0,0,0,0,0,0,0,0,0,0,0,0,0,0,0,0,0,null,"%I2nd",1.7291324964220301E-2,6.6998018440489568E-2,0.12416560747379798,0.19164678959143519,3.2432337711389723E-2,2.6794917304969575E-2,1.0787351058726545E-2,1.5488830696511377E-2,1.1120918013740941E-2,1.2571907703050382E-2,2.636287592484499E-2,3.9068771982494086E-3,1.783236037225493E-2,6.5715038062707058E-3,5.7146036546192576E-3,5.7146036546192576E-3,5.7146036546192576E-3,5.7146036546192576E-3,2,null,6.6998018440489568E-2,0.12416560747379798,0.19164678959143519,3.2432337711389723E-2,2.6794917304969575E-2,1.0787351058726545E-2,1.5488830696511377E-2,1.1120918013740941E-2,1.2571907703050382E-2,2.636287592484499E-2,3.9068771982494086E-3,1.783236037225493E-2,6.5715038062707058E-3,2.2545427747089217E-2,2.2545427747089217E-2,2.2545427747089217E-2,2,null,null,null,null,null,null,null,null,null,null,null,null,null,null,null,null,null,null,12,2.1048892138994119E-6,6.3800043880177218E-10,12,12,9.7124374070399777E-8,12,2.1048892138994119E-6,null,12,1.8413545506153442E-6,4.882444676743444E-10,3.3905865810718361E-12]
["T3",null,null,null,null,null,{"$f":"+D14/0.001732/(0.00001+F14)","v":0},"B4",null,null,null,null,null,0,null,"Z =",{"$f":"+IF(M4>M7*25,\" \",J4)","v":" "},"ohm","I Short Ckt @ PCC =",null,{"$f":"+U16*100/(U20+0.00001)","v":16760.523029959557},"Amps",null,13,780,7.4340992151808799E-5,1.487192738766072E-3,{"$f":"+HLOOKUP($U$17,$Q$53:$Y$60,5,1)*O60","v":5.5},3.2629325389976302,1.3009944177042412E-3,22,3.2686119872573771,0,0,0,0,0,0,0,0,0,0,0,0,0,0,0,0,0,0,0,0,0,0,0,0,null,null,null,null,null,null,null,null,null,3.2620878116341094,3.2653466406167606,0,0,0,0,0,0,0,0,0,0,0,0,0,0,0,0,0,0,null,"%I3rd",0.55385104430828935,8.5473774716319078,4.3857615521600959,4.8916763402676038,5.107248510230364,6.2072885442798249,7.7608557639223745,5.1365577880102951,3.7115343236794409,2.8652501742303245,1.976424393859703,1.512989131711088,1.2479844012146544,0.90186138282906037,0.8611207071065603,0.8611207071065603,0.8611207071065603,0.8611207071065603,3,0.55385104430828935,8.5473774716319078,4.3857615521600959,4.8916763402676038,5.107248510230364,6.2072885442798249,7.7608557639223745,5.1365577880102951,3.7115343236794409,2.8652501742303245,1.976424393859703,1.512989131711088,1.2479844012146544,0.90186138282906037,0.73810499156525877,0.73810499156525877,0.73810499156525877,3,null,null,null,null,null,null,null,null,null,null,null,null,null,null,null,null,null,null,13,1.487192738766072E-3,3.7378443893831159E-4,13,13,7.4340992151808799E-5,13,1.487192738766072E-3,null,13,1.3009944177042412E-3,2.8604711425769396E-4,1.6925864748975976E-6]
["T4",null,null,null,null,null,{"$f":"+D15/0.001732/(0.000001+F15)","v":0},"B5",null,null,null,null,null,0,"AWG Wire Size =",null,{"$f":"+IF(M5>M7*25,\"  \",G5)","v":"  "},null,"I demand @ PCC = ",null,{"$f":"+MAX(I8*G7,746/1.732/G10*HLOOKUP(D9,BM1:CG65,60,0))/U11","v":87.479879627685648},"Amps",null,14,840,3.4256126237021639E-7,6.363447573551579E-6,{"$f":"0.25*HLOOKUP($U$17,$Q$53:$Y$60,5,1)","v":1.375},1.3961539487594928E-2,5.566736277513804E-6,23,1.3985840891377726E-2,0,0,0,0,0,0,0,0,0,0,0,0,0,0,0,0,0,0,0,0,0,0,0,0,null,null,null,null,null,null,null,null,null,1.3957925041295139E-2,1.3971869022355372E-2,0,0,0,0,0,0,0,0,0,0,0,0,0,0,0,0,0,0,null,"%I4th",0.13520250276733159,2.8695360144102396E-2,0.11237654569855723,0.1270693443534559,2.9673650735424224E-2,2.1212221057019379E-2,1.8916758051922035E-2,2.4591818946340816E-2,2.2309871990685983E-2,1.4672119245636975E-2,3.4977738354405041E-3,3.318391374383355E-3,1.8380050856337499E-2,5.7240454854559945E-3,1.5847873572736098E-3,1.5847873572736098E-3,1.5847873572736098E-3,1.5847873572736098E-3,4,0.13520250276733159,2.8695360144102396E-2,0.11237654569855723,0.1270693443534559,2.9673650735424224E-2,2.1212221057019379E-2,1.8916758051922035E-2,2.4591818946340816E-2,2.2309871990685983E-2,1.4672119245636975E-2,3.4977738354405041E-3,3.318391374383355E-3,1.8380050856337499E-2,5.7240454854559945E-3,9.1903412706817837E-3,9.1903412706817837E-3,9.1903412706817837E-3,4,null,null,null,null,null,null,null,null,null,null,null,null,null,null,null,null,null,null,14,6.363447573551579E-6,7.9367191441825388E-9,14,14,3.4256126237021639E-7,14,6.363447573551579E-6,null,14,5.566736277513804E-6,6.0737563455440959E-9,3.0988552783388242E-11]
["T5",null,null,null,null,null,0,"B6",null,null,null,null,null,0,"Wire Length =",null,{"$f":"+IF(M5>M7*25,\" \",J5)","v":" "},"feet","I drives in @ PCC = ",null,{"$f":"746/1.732/G10*U13/U11","v":3.9872262306498769E-2},"Amps",null,15,900,2.0293259453564573E-5,3.5183804969663899E-4,{"$f":"0.25*HLOOKUP($U$17,$Q$53:$Y$60,5,1)","v":1.375},0.77194017351452859,3.0778750235901659E-4,24,0.77328380971377497,0,0,0,0,0,0,0,0,0,0,0,0,0,0,0,0,0,0,0,0,0,0,0,0,null,null,null,null,null,null,null,null,null,0.77174032905566381,0.7725112984153597,0,0,0,0,0,0,0,0,0,0,0,0,0,0,0,0,0,0,null,"%I5th",93.368748010282204,82.87682728374898,73.247221838386295,60.831459052554194,49.382828970020235,41.72752692184784,37.27946499417164,34.240442443062605,31.801834469310585,29.833911528390878,26.829447444032468,24.524377947577921,22.666145948519805,19.683481307529799,19.55420880107971,19.55420880107971,19.55420880107971,19.55420880107971,5,93.368748010282204,82.87682728374898,73.247221838386295,60.831459052554194,49.382828970020235,41.72752692184784,37.27946499417164,34.240442443062605,31.801834469310585,29.833911528390878,26.829447444032468,24.524377947577921,22.666145948519805,19.683481307529799,17.857749845135661,17.857749845135661,17.857749845135661,5,null,null,null,null,null,null,null,null,null,null,null,null,null,null,null,null,null,null,15,3.5183804969663899E-4,2.7852752973225282E-5,15,15,2.0293259453564573E-5,15,3.5183804969663899E-4,null,15,3.0778750235901659E-4,2.131495798689037E-5,9.4733146608401643E-8]
["T6",null,null,null,null,null,0,"B7",null,null,null,null,null,0,"# in Parallel =",null,{"$f":"+IF(M5>M7*25,\" \",L5)","v":" "},null,"Isc / Idmd =",null,{"$f":"U14/(U15+0.00001)","v":191.5928689587096},null,null,16,960,2.6144390063423922E-7,4.2495289036759595E-6,{"$f":"0.25*HLOOKUP($U$17,$Q$53:$Y$60,5,1)","v":1.375},9.3235569094560072E-3,3.7174827696794391E-6,25,9.3397854579874862E-3,0,0,0,0,0,0,0,0,0,0,0,0,0,0,0,0,0,0,0,0,0,0,0,0,null,null,null,null,null,null,null,null,null,9.3211431716441993E-3,9.3304550029845029E-3,0,0,0,0,0,0,0,0,0,0,0,0,0,0,0,0,0,0,null,"%I6th",6.8818496078623531E-2,5.2936191485114158E-2,7.0102641631974985E-3,1.1862351899176933E-2,1.9222702695116914E-3,1.1087146410300954E-2,6.7285132893848583E-3,4.5194792975590103E-3,6.0169639857389576E-3,7.3330327729595772E-3,4.9368015428742544E-3,2.1005572354824645E-3,9.2816222816082712E-3,3.8021989595571734E-3,2.6949365909897677E-3,2.6949365909897677E-3,2.6949365909897677E-3,2.6949365909897677E-3,6,6.8818496078623531E-2,5.2936191485114158E-2,7.0102641631974985E-3,1.1862351899176933E-2,1.9222702695116914E-3,1.1087146410300954E-2,6.7285132893848583E-3,4.5194792975590103E-3,6.0169639857389576E-3,7.3330327729595772E-3,4.9368015428742544E-3,2.1005572354824645E-3,9.2816222816082712E-3,3.8021989595571734E-3,3.7561335491394223E-3,3.7561335491394223E-3,3.7561335491394223E-3,6,null,null,null,null,null,null,null,null,null,null,null,null,null,null,null,null,null,null,16,4.2495289036759595E-6,4.622974951213415E-9,16,16,2.6144390063423922E-7,16,4.2495289036759595E-6,null,16,3.7174827696794391E-6,3.5378376045730592E-9,1.3819678142863513E-11]
["T7",null,null,null,null,null,0,"B8",null,null,null,null,null,0,"% Wire Voltage Drop",null,{"$f":"+IF(M5>M7*25,\" \",N5)","v":" "},"%","Idmd/Idrv =",null,{"$f":"+U15/(U16+0.00001)","v":2193.4532939830469},null,null,17,1020,8.3120673703517971E-5,1.2715761949937763E-3,{"$f":"+HLOOKUP($U$17,$Q$53:$Y$60,6,1)*O61","v":5},2.7898652503524737,1.1123733247548609E-3,26,2.7947212794464464,0,0,0,0,0,0,0,0,0,0,0,0,0,0,0,{"$f":"(HLOOKUP(AV$69,$CI$3:$DA$750,$AE18+52*(AV$75-1),1)-AV$74*(HLOOKUP(AV$73,$CI$1:$DA$750,$AE18+2+52*(AV$75-1),0)-HLOOKUP(AV$73+1,$CI$1:$DA$750,$AE18+2+52*(AV$75-1),0)))*AV$65","v":0},0,0,0,0,0,0,0,0,null,null,null,null,null,null,null,null,null,2.789142993459528,2.7919293500963502,0,0,0,0,0,0,0,0,0,0,0,0,0,0,0,0,0,0,null,"%I7th",85.792929223620419,65.67536665068971,52.471101352240538,34.473926081721721,20.70483242585701,13.8859457017344,10.407370469722119,8.4234250472584673,7.3447486655802345,6.8022663683683335,6.5166708279323533,6.6273860488121423,6.8022403042729351,6.987229811341364,7.326010337515557,7.326010337515557,7.326010337515557,7.326010337515557,7,85.792929223620419,65.67536665068971,52.471101352240538,34.473926081721721,20.70483242585701,13.8859457017344,10.407370469722119,8.4234250472584673,7.3447486655802345,6.8022663683683335,6.5166708279323533,6.6273860488121423,6.8022403042729351,6.987229811341364,6.9592981535509395,6.9592981535509395,6.9592981535509395,7,null,null,null,null,null,null,null,null,null,null,null,null,null,null,null,null,null,null,17,1.2715761949937763E-3,4.6728583968603165E-4,17,17,8.3120673703517971E-5,17,1.2715761949937763E-3,null,17,1.1123733247548609E-3,3.5760120553796694E-4,1.2373744136261831E-6]
["T8",null,null,null,null,null,0,"B9",null,null,null,null,null,0,"Dist Xfmr KVA:",null,{"$f":"+IF(M6>M7*25,\"\",D6)","v":2500},"KVA","Isc/Idrv =",null,{"$f":"+U14/(U16+0.00001)","v":420250.05756076297},null,null,18,1080,1.0257269037415617E-7,1.4819771156016859E-6,{"$f":"0.25*HLOOKUP($U$17,$Q$53:$Y$60,6,1)","v":1.25},3.251489350706955E-3,1.2964317968382025E-6,27,3.2571488809956602E-3,{"$f":"(HLOOKUP(AG$69,$CI$3:$DA$750,$AE19+52*(AG$75-1),1)-AG$74*(HLOOKUP(AG$73,$CI$1:$DA$750,$AE19+2+52*(AG$75-1),0)-HLOOKUP(AG$73+1,$CI$1:$DA$750,$AE19+2+52*(AG$75-1),0)))*AG$65","v":0},0,0,0,0,0,0,0,0,0,0,0,0,0,0,0,0,0,0,0,0,0,0,0,null,null,null,null,null,null,null,null,null,3.2506475858240127E-3,3.2538949860096509E-3,0,0,0,0,0,0,0,0,0,0,0,0,0,0,0,0,0,0,null,"%I8th",0.15207091572872264,5.2891824469196221E-2,5.7040082585237739E-2,1.9116049168177565E-2,2.3564987660073828E-2,8.5355102461392024E-3,1.9603945043945102E-2,1.2636657164619786E-2,1.0643351525778579E-2,4.3473848598230228E-3,2.5415807506222721E-3,1.2216655309818655E-3,6.4595461603830819E-3,1.3983813924981661E-3,3.4056178014729927E-3,3.4056178014729927E-3,3.4056178014729927E-3,3.4056178014729927E-3,8,0.15207091572872264,5.2891824469196221E-2,5.7040082585237739E-2,1.9116049168177565E-2,2.3564987660073828E-2,8.5355102461392024E-3,1.9603945043945102E-2,1.2636657164619786E-2,1.0643351525778579E-2,4.3473848598230228E-3,2.5415807506222721E-3,1.2216655309818655E-3,6.4595461603830819E-3,1.3983813924981661E-3,7.1110458199941378E-4,7.1110458199941378E-4,7.1110458199941378E-4,8,null,null,null,null,null,null,null,null,null,null,null,null,null,null,null,null,null,null,18,1.4819771156016859E-6,7.1158699945813796E-10,18,18,1.0257269037415617E-7,18,1.4819771156016859E-6,null,18,1.2964317968382025E-6,5.4455827084841431E-10,1.6807354038531304E-12]
["T9",null,null,null,null,null,0,"B10",null,null,null,null,null,0,"Dist Xfmr % Z:",null,{"$f":"+IF(M6>M7*25,\"\",D7)","v":5.75},"%","%Zs before PCC =",null,{"$f":"+HLOOKUP(D9,BM1:CG70,68,0)","v":2.2789390244699892E-4},"%",null,19,1140,6.0336271124738789E-5,8.2586131125556917E-4,{"$f":"+HLOOKUP($U$17,$Q$53:$Y$60,6,1)*O61","v":5},1.8119573038198609,7.224624809779982E-4,28,{"$f":"(HLOOKUP(AF$69,$CI$3:$DA$750,$AE20+52*(AF$75-1),1)-AF$74*(HLOOKUP(AF$73,$CI$1:$DA$750,$AE20+2+52*(AF$75-1),0)-HLOOKUP(AF$73+1,$CI$1:$DA$750,$AE20+2+52*(AF$75-1),0)))*AF$65","v":1.8151111899737795},0,0,0,0,0,0,0,0,0,0,0,0,0,0,0,0,0,0,0,0,0,0,0,0,null,null,null,null,null,null,null,null,null,1.8114882135466865,1.813297892081698,0,0,0,0,0,0,0,0,0,0,0,0,0,0,0,0,0,0,null,"%I9th",1.154353524821659,3.5914593530271834,0.66156600737101889,0.60368769264829547,0.42447764331950832,1.0648962156533353,1.5532650518305111,0.98716445545758624,0.68104076968532634,0.50610374236669098,0.31868142208094846,0.22626624756676589,0.1789795622711387,0.13966052871548112,0.13247290047204982,0.13247290047204982,0.13247290047204982,0.13247290047204982,9,1.154353524821659,3.5914593530271834,0.66156600737101889,0.60368769264829547,0.42447764331950832,1.0648962156533353,1.5532650518305111,0.98716445545758624,0.68104076968532634,0.50610374236669098,0.31868142208094846,0.22626624756676589,0.1789795622711387,0.13966052871548112,0.12982761130869863,0.12982761130869863,0.12982761130869863,9,null,null,null,null,null,null,null,null,null,null,null,null,null,null,null,null,null,null,19,8.2586131125556917E-4,2.4621893285978527E-4,19,19,6.0336271124738789E-5,19,8.2586131125556917E-4,null,19,7.224624809779982E-4,1.8842468514793928E-4,5.2195203642088444E-7]
["Drive #","ID TAG","Fed From","Conv Type","Hp Drive","% Z Int","% Z Ext","% Load","Wire Size","# in Paral","W Length","Ampacity","% Z Total","Vll@drv","DXfmr Irate @ PCC:",null,{"$f":"+IF(M6>M7*25,\"\",D6*1000/1.732/K7)","v":109.34984953460703},"Amps","% Zf after PCC =",null,{"$f":"(HLOOKUP(D9,BM1:CG70,69,0))","v":5.0070947260777601},"%",null,20,1200,4.0314277194511887E-7,5.2421704466092836E-6,{"$f":"0.25*HLOOKUP($U$17,$Q$53:$Y$60,6,1)","v":1.25},1.1501433593204007E-2,4.5858443965719132E-6,29,1.1521452945803182E-2,0,0,0,0,0,0,0,0,0,0,0,0,0,0,0,0,0,0,0,0,0,0,0,0,null,null,null,null,null,null,null,null,null,1.1498456033735713E-2,1.1509943002800383E-2,0,0,0,0,0,0,0,0,0,0,0,0,0,0,0,0,0,0,null,"%I10th",0.2294007148283545,4.67408371331944E-2,3.9171017790739594E-2,3.1896110289054799E-2,9.7072760067846587E-3,1.3760275349404955E-2,1.2351163020258928E-2,7.8770677291336265E-3,6.6241460677741474E-3,9.5446111698385379E-4,5.9000829249238182E-3,2.8410236973985879E-3,3.0933034144878684E-3,1.7024651539385351E-3,3.8405411483555876E-3,3.8405411483555876E-3,3.8405411483555876E-3,3.8405411483555876E-3,10,0.2294007148283545,4.67408371331944E-2,3.9171017790739594E-2,3.1896110289054799E-2,9.7072760067846587E-3,1.3760275349404955E-2,1.2351163020258928E-2,7.8770677291336265E-3,6.6241460677741474E-3,9.5446111698385379E-4,5.9000829249238182E-3,2.8410236973985879E-3,3.0933034144878684E-3,1.7024651539385351E-3,9.7379889696600289E-4,9.7379889696600289E-4,9.7379889696600289E-4,10,null,null,null,null,null,null,null,null,null,null,null,null,null,null,null,null,null,null,20,5.2421704466092836E-6,1.0992140396521509E-8,20,20,4.0314277194511887E-7,20,5.2421704466092836E-6,null,20,4.5858443965719132E-6,8.4119875318280063E-9,2.1029968829570016E-11]
[1,{"$f":"Summary!B53","v":0},{"$f":"IF(E22<>0,\"T1\",0)","v":"T1"},{"$f":"convtype(Summary!D53)","v":1},{"$f":"Summary!C53","v":1},{"$f":"int_imp(Summary!D53)","v":5},{"$f":"ext_imp(Summary!D53)","v":0},null,null,null,null,{"$f":"+IF(D22=8,E22/(N22+0.00001)*746/1.732*H22/100,VLOOKUP(I22,$N$65:$S$94,6)*J22)","v":0},{"$f":"+(VLOOKUP(I22,$N$65:$R$94,4)*K22/(J22+0.000001)*100*746/G$10*E22/(N22+0.00001)^2+F22+G22)*$G$9/100*IF(H22=0,100,H22)/100","v":5},{"$f":"+AF66","v":480},"Demand % KVA Xfmr:",null,{"$f":"+IF(M6>M7*25,\"\",D8)","v":80},"%","% Z loop @ PCC=",null,{"$f":"+U20+U21","v":5.007322619980207},"%",null,21,1260,1.8808022057855366E-5,2.329196272792384E-4,{"$f":"0.25*HLOOKUP($U$17,$Q$53:$Y$60,6,1)","v":1.25},0.51103062233292096,2.0375780957313181E-4,30,0.51192012033632683,0,0,0,0,0,0,0,0,0,0,0,0,0,0,0,0,0,0,0,0,0,0,0,0,null,null,null,null,null,null,null,null,null,0.51089832368894905,0.51140871162470214,0,0,0,0,0,0,0,0,0,0,0,0,0,0,0,0,0,0,null,"%I11th",69.048567707776243,33.685348584817774,15.583787301158949,6.5636008603412694,7.6797975872700235,7.4570840283088478,6.9055670232180777,6.5341193000171698,6.0786150094839924,5.6151234987755405,4.7731220793376856,4.037747204995374,3.4442053406397228,2.6571079286057731,2.6319335627413896,2.6319335627413896,2.6319335627413896,2.6319335627413896,11,69.048567707776243,33.685348584817774,15.583787301158949,6.5636008603412694,7.6797975872700235,7.4570840283088478,6.9055670232180777,6.5341193000171698,6.0786150094839924,5.6151234987755405,4.7731220793376856,4.037747204995374,3.4442053406397228,2.6571079286057731,2.3591505463205085,2.3591505463205085,2.3591505463205085,11,null,null,null,null,null,null,null,null,null,null,null,null,null,null,null,null,null,null,21,2.329196272792384E-4,2.3924934772407605E-5,21,21,1.8808022057855366E-5,21,2.329196272792384E-4,null,21,2.0375780957313181E-4,1.8309105028259924E-5,4.1517244962040644E-8]
[2,{"$f":"Summary!B54","v":0},{"$f":"IF(E23<>0,\"T1\",0)","v":0},{"$f":"convtype(Summary!D54)","v":0},{"$f":"Summary!C54","v":0},{"$f":"int_imp(Summary!D54)","v":0},{"$f":"ext_imp(Summary!D54)","v":0},null,null,null,null,{"$f":"+IF(D23=8,E23/(N23+0.00001)*746/1.732*H23/100,VLOOKUP(I23,$N$65:$S$94,6)*J23)","v":0},{"$f":"+(VLOOKUP(I23,$N$65:$R$94,4)*K23/(J23+0.000001)*100*746/G$10*E23/(N23+0.00001)^2+F23+G23)*$G$9/100*IF(H23=0,100,H23)/100","v":0},{"$f":"+AG66","v":1E-3},"Demand KVA:",null,{"$f":"+D6*D8/100","v":2000},"KVA","If drvs@ PCC =",null,{"$f":"+SQRT(U25^2-U24^2)","v":3.9871937349458826E-2},"Amps",null,22,1320,5.1269851767350978E-7,6.0606839435361009E-6,{"$f":"0.25*HLOOKUP($U$17,$Q$53:$Y$60,6,1)","v":1.25},1.3297269635913026E-2,5.301879018419853E-6,31,1.3320414814058899E-2,0,0,0,0,0,0,0,0,0,0,0,0,0,0,0,0,0,0,0,0,0,0,0,0,null,null,null,null,null,null,null,null,null,1.3293827159739424E-2,1.3307107706352548E-2,0,0,0,0,0,0,0,0,0,0,0,0,0,0,0,0,0,0,null,"%I12th",4.3926126021925166E-2,1.2877494467594758E-2,4.5954157397374695E-3,5.329225146697902E-3,1.7455825337836627E-3,6.1922252654432195E-3,4.6340307760456886E-3,1.2658928420938899E-3,7.2345470714335765E-4,2.8137542278655172E-3,3.3387817150023614E-3,7.0415228820549169E-4,3.2866827675993235E-3,2.129932191298423E-3,3.0726078205235829E-3,3.0726078205235829E-3,3.0726078205235829E-3,3.0726078205235829E-3,12,4.3926126021925166E-2,1.2877494467594758E-2,4.5954157397374695E-3,5.329225146697902E-3,1.7455825337836627E-3,6.1922252654432195E-3,4.6340307760456886E-3,1.2658928420938899E-3,7.2345470714335765E-4,2.8137542278655172E-3,3.3387817150023614E-3,7.0415228820549169E-4,3.2866827675993235E-3,2.129932191298423E-3,3.0155583934282169E-3,3.0155583934282169E-3,3.0155583934282169E-3,12,null,null,null,null,null,null,null,null,null,null,null,null,null,null,null,null,null,null,22,6.0606839435361009E-6,1.7778234693903172E-8,22,22,5.1269851767350978E-7,22,6.0606839435361009E-6,null,22,5.301879018419853E-6,1.3605201824964959E-8,2.8109921125960663E-11]
[3,{"$f":"Summary!B55","v":0},0,{"$f":"convtype(Summary!D55)","v":0},{"$f":"Summary!C55","v":0},{"$f":"int_imp(Summary!D55)","v":0},{"$f":"ext_imp(Summary!D55)","v":0},null,null,null,null,0,0,{"$f":"+AH66","v":1E-3},"Ave % Motor Loading:",null,{"$f":"+G9","v":100},"%","Ih @ PCC =",null,{"$f":"+U15*P27/100","v":1.6097651714706937E-4},"Amps",null,23,1380,5.4888675373413167E-5,6.2063629523636339E-4,{"$f":"+HLOOKUP($U$17,$Q$53:$Y$60,7,1)*O60","v":2},1.3616892483551906,5.4293188399849839E-4,32,1.3640593996039392,0,0,0,0,0,0,0,0,0,0,0,0,0,0,0,0,0,0,0,0,0,0,0,0,null,null,null,null,null,null,null,null,null,1.3613367261516363,1.3626967029010384,0,0,0,0,0,0,0,0,0,0,0,0,0,0,0,0,0,0,null,"%I13th",57.626071680473594,19.008833408591933,6.0811074483745449,6.4203508662030933,4.053836065316168,3.136813925533426,3.2687886565984781,3.1927019928471165,3.1590323561450395,3.1114405010378423,2.9413990501469054,2.6891381919916104,2.4129113867682368,1.9019132140355048,1.9731316672454773,1.9731316672454773,1.9731316672454773,1.9731316672454773,13,57.626071680473594,19.008833408591933,6.0811074483745449,6.4203508662030933,4.053836065316168,3.136813925533426,3.2687886565984781,3.1927019928471165,3.1590323561450395,3.1114405010378423,2.9413990501469054,2.6891381919916104,2.4129113867682368,1.9019132140355048,1.6258347310243095,1.6258347310243095,1.6258347310243095,13,null,null,null,null,null,null,null,null,null,null,null,null,null,null,null,null,null,null,23,6.2063629523636339E-4,2.0376519840033605E-4,23,23,5.4888675373413167E-5,23,6.2063629523636339E-4,null,23,5.4293188399849839E-4,1.5593599122028207E-4,2.9477503066215892E-7]
[4,{"$f":"Summary!B56","v":0},0,{"$f":"convtype(Summary!D56)","v":0},{"$f":"Summary!C56","v":0},{"$f":"int_imp(Summary!D56)","v":0},{"$f":"ext_imp(Summary!D56)","v":0},null,null,null,null,0,0,{"$f":"+AI66","v":1E-3},{"$f":"+IF((P30<R30), IF((P27<R28),\"Meets IEEE-519: %TDD at PCC\", IF((P27<R29), \"Meets IEEE-519: %TDD at T1 PRI\",\"Results: Fail IEEE-519\" )),\"Results: Fail IEEE-519\")","v":"Meets IEEE-519: %TDD at PCC"},null,null,null,"Irms @ PCC =",null,{"$f":"+U16","v":3.9872262306498769E-2},"Amps",null,24,1440,2.4374918170509563E-7,2.6412784039976046E-6,{"$f":"0.25*HLOOKUP($U$17,$Q$53:$Y$60,7,1)","v":0.5},5.7950210650612446E-3,2.3105871684491612E-6,33,5.8051078572059793E-3,0,0,0,0,0,0,0,0,0,0,0,0,0,0,0,0,0,0,0,0,0,0,0,0,null,null,null,null,null,null,null,null,null,5.7935208155748307E-3,5.7993085486573222E-3,0,0,0,0,0,0,0,0,0,0,0,0,0,0,0,0,0,0,null,"%I14th",0.20927403927484672,5.5602611265487843E-2,4.0150680983375708E-2,1.1364022598705132E-2,1.5808693433503308E-2,1.1300571663228018E-2,1.3986444352451872E-2,1.3726550136797936E-2,1.2922710779955417E-2,6.7573395777536377E-3,6.0541163970223889E-3,8.8566143641728831E-4,4.5856434142929501E-3,2.3769049086772155E-3,2.1687917940923906E-3,2.1687917940923906E-3,2.1687917940923906E-3,2.1687917940923906E-3,14,0.20927403927484672,5.5602611265487843E-2,4.0150680983375708E-2,1.1364022598705132E-2,1.5808693433503308E-2,1.1300571663228018E-2,1.3986444352451872E-2,1.3726550136797936E-2,1.2922710779955417E-2,6.7573395777536377E-3,6.0541163970223889E-3,8.8566143641728831E-4,4.5856434142929501E-3,2.3769049086772155E-3,3.0252699649035552E-3,3.0252699649035552E-3,3.0252699649035552E-3,14,null,null,null,null,null,null,null,null,null,null,null,null,null,null,null,null,null,null,24,2.6412784039976046E-6,4.0183785258763005E-9,24,24,2.4374918170509563E-7,24,2.6412784039976046E-6,null,24,2.3105871684491612E-6,3.0751563242891012E-9,5.3388130630019125E-12]
[5,{"$f":"Summary!B57","v":0},0,{"$f":"convtype(Summary!D57)","v":0},{"$f":"Summary!C57","v":0},{"$f":"int_imp(Summary!D57)","v":0},{"$f":"ext_imp(Summary!D57)","v":0},null,null,null,null,0,0,{"$f":"+AJ66","v":1E-3},"Ithdf:",{"$f":"100*U24/U23","v":0.40373387361688928},"IEEE-519 Limits:",null,"K factor =",null,{"$f":"EX205/EY205","v":1.0000011000584135},null,null,25,1500,4.4613320013738288E-5,4.6409489436755448E-4,{"$f":"+HLOOKUP($U$17,$Q$53:$Y$60,7,1)*O60","v":2},1.0182340812603679,4.0598965495097154E-4,34,1.0200064157207689,0,0,0,0,0,0,0,0,0,0,0,0,0,0,0,0,0,0,0,0,0,0,0,0,null,null,null,null,null,null,null,null,null,1.0179704747712266,1.0189874282924765,0,0,0,0,0,0,0,0,0,0,0,0,0,0,0,0,0,0,null,"%I15th",1.136851568371505,0.23095610968918576,0.45935010470309795,0.33979479464125767,0.19877874639876153,0.6117370588990978,0.7739736036483279,0.47689818111624066,0.32445444976062632,0.24590737646040681,0.17863761703347875,0.15238590146764369,0.13879587874692803,0.10849930149243135,0.10438708261063094,0.10438708261063094,0.10438708261063094,0.10438708261063094,15,1.136851568371505,0.23095610968918576,0.45935010470309795,0.33979479464125767,0.19877874639876153,0.6117370588990978,0.7739736036483279,0.47689818111624066,0.32445444976062632,0.24590737646040681,0.17863761703347875,0.15238590146764369,0.13879587874692803,0.10849930149243135,8.9789312020331039E-2,8.9789312020331039E-2,8.9789312020331039E-2,15,null,null,null,null,null,null,null,null,null,null,null,null,null,null,null,null,null,null,25,4.6409489436755448E-4,1.3461504436126971E-4,25,25,4.4613320013738288E-5,25,4.6409489436755448E-4,null,25,4.0598965495097154E-4,1.0301724995450557E-4,1.6482759992720893E-7]
[6,{"$f":"Summary!B58","v":0},0,{"$f":"convtype(Summary!D58)","v":0},{"$f":"Summary!C58","v":0},{"$f":"int_imp(Summary!D58)","v":0},{"$f":"ext_imp(Summary!D58)","v":0},null,null,null,null,0,0,{"$f":"+AK66","v":1E-3},"TDD",{"$f":"(SQRT(SUMSQ(AA3:AA51)))/100","v":1.8401547628115792E-4},"% TDD Limit",null,"Disp PF =",null,{"$f":"HLOOKUP($U$22,$CI$3:$DA$750,6+52*($D22-1),1)+$AF74*(HLOOKUP($AF73+1,$CI$1:$DA$750,8+52*($D22-1),0)-HLOOKUP($AF73,$CI$1:$DA$750,8+52*($D22-1),0))","v":0.96799767805115389},null,null,26,1560,5.5767528848796298E-7,5.5781515394289323E-6,{"$f":"0.25*HLOOKUP($U$17,$Q$53:$Y$60,7,1)","v":0.5},1.2238583265652518E-2,4.8797602521423241E-6,35,1.2259885698233988E-2,0,0,0,0,0,0,0,0,0,0,0,0,0,0,0,0,0,0,0,0,0,0,0,0,null,null,null,null,null,null,null,null,null,1.2235414868496997E-2,1.2247638060173816E-2,0,0,0,0,0,0,0,0,0,0,0,0,0,0,0,0,0,0,null,"%I16th",0.21260480542905863,5.5251059810874539E-2,2.9549060045343564E-2,1.9149260351853523E-2,8.8894084206710914E-3,9.8004503653837914E-3,9.3355107602731344E-3,1.1176506405604431E-2,1.0797812516310075E-2,4.9258459762198314E-3,1.5412362332936629E-3,1.7707278526791228E-3,3.8905467511792919E-3,3.1270051788819786E-3,2.7546885466757905E-3,2.7546885466757905E-3,2.7546885466757905E-3,2.7546885466757905E-3,16,0.21260480542905863,5.5251059810874539E-2,2.9549060045343564E-2,1.9149260351853523E-2,8.8894084206710914E-3,9.8004503653837914E-3,9.3355107602731344E-3,1.1176506405604431E-2,1.0797812516310075E-2,4.9258459762198314E-3,1.5412362332936629E-3,1.7707278526791228E-3,3.8905467511792919E-3,3.1270051788819786E-3,4.5851917761259072E-3,4.5851917761259072E-3,4.5851917761259072E-3,16,null,null,null,null,null,null,null,null,null,null,null,null,null,null,null,null,null,null,26,5.5781515394289323E-6,2.1034263627459352E-8,26,26,5.5767528848796298E-7,26,5.5781515394289323E-6,null,26,4.8797602521423241E-6,1.609695264003037E-8,2.3812060118388118E-11]
[7,{"$f":"Summary!B59","v":0},0,{"$f":"convtype(Summary!D59)","v":0},{"$f":"Summary!C59","v":0},{"$f":"int_imp(Summary!D59)","v":0},{"$f":"ext_imp(Summary!D59)","v":0},null,null,null,null,0,0,{"$f":"+AL66","v":1E-3},null,null," @ PCC",{"$f":"(+HLOOKUP(U17,Q53:Y54,2,1))/100","v":0.15},"Act PF =",null,{"$f":"+IF(U27=0,1,U27)*U23/U25","v":0.96798978891615284},null,null,27,1620,1.9263495880434969E-5,1.8554685434727134E-4,{"$f":"0.25*HLOOKUP($U$17,$Q$53:$Y$60,7,1)","v":0.5},0.40709374970502477,1.623161648359502E-4,36,0.40780233557392731,0,0,0,0,0,0,0,0,0,0,0,0,0,0,0,0,0,0,0,0,0,0,0,0,null,null,null,null,null,null,null,null,null,0.40698835885621498,0.40739494063329407,0,0,0,0,0,0,0,0,0,0,0,0,0,0,0,0,0,0,null,"%I17th",38.305868434141544,5.2999903687276673,6.2578007441416821,3.651615692351549,3.9361368606820331,3.5365888642625669,2.7954962272937816,2.4617473384512585,2.1281057585635259,1.850567348179557,1.5324828885585096,1.4251739565426205,1.4117622874341469,1.3485789449567889,1.3516864824509252,1.3516864824509252,1.3516864824509252,1.3516864824509252,17,38.305868434141544,5.2999903687276673,6.2578007441416821,3.651615692351549,3.9361368606820331,3.5365888642625669,2.7954962272937816,2.4617473384512585,2.1281057585635259,1.850567348179557,1.5324828885585096,1.4251739565426205,1.4117622874341469,1.3485789449567889,1.2204653104265111,1.2204653104265111,1.2204653104265111,17,null,null,null,null,null,null,null,null,null,null,null,null,null,null,null,null,null,null,27,1.8554685434727134E-4,2.5097746030304126E-5,27,27,1.9263495880434969E-5,27,1.8554685434727134E-4,null,27,1.623161648359502E-4,1.920662574058044E-5,2.6346537367051354E-8]
[8,{"$f":"Summary!B60","v":0},0,{"$f":"convtype(Summary!D60)","v":0},{"$f":"Summary!C60","v":0},{"$f":"int_imp(Summary!D60)","v":0},{"$f":"ext_imp(Summary!D60)","v":0},null,null,null,null,0,0,{"$f":"+AM66","v":1E-3},null,null," @ T1 Pri",{"$f":"(+HLOOKUP(1/(1/M3+1/M4+1/M5)/I7*(K7/G6),Q53:Y54,2,1))/100","v":0.15},"Vrms @ PCC =",null,{"$f":"(HLOOKUP($U$22,$CI$3:$DA$750,9+52*($D22-1),1)+$AF74*(HLOOKUP($AF73+1,$CI$1:$DA$750,11+52*($D22-1),0)-HLOOKUP($AF73,$CI$1:$DA$750,11+52*($D22-1),0)))*U11","v":13041.538700550464},"Volts AC",null,28,1680,6.1488168354547141E-7,5.7110476095661003E-6,{"$f":"0.25*HLOOKUP($U$17,$Q$53:$Y$60,7,1)","v":0.5},1.2530160073588831E-2,4.9960175743282428E-6,37,1.255197002367936E-2,0,0,0,0,0,0,0,0,0,0,0,0,0,0,0,0,0,0,0,0,0,0,0,0,null,null,null,null,null,null,null,null,null,1.2526916191296769E-2,1.2539430593086275E-2,0,0,0,0,0,0,0,0,0,0,0,0,0,0,0,0,0,0,null,"%I18th",6.8073317161051342E-3,4.4855023970696963E-3,3.7080452251308581E-3,4.1891794258732719E-3,2.5800652861531514E-3,5.1323452366736095E-3,3.2624660891922676E-3,9.7248963017647263E-4,5.3824967182370125E-4,3.4207800467921257E-3,2.3022193218101682E-3,7.1766985210155283E-4,1.6747979107749516E-3,1.0243399597807483E-3,2.7645882744071495E-3,2.7645882744071495E-3,2.7645882744071495E-3,2.7645882744071495E-3,18,6.8073317161051342E-3,4.4855023970696963E-3,3.7080452251308581E-3,4.1891794258732719E-3,2.5800652861531514E-3,5.1323452366736095E-3,3.2624660891922676E-3,9.7248963017647263E-4,5.3824967182370125E-4,3.4207800467921257E-3,2.3022193218101682E-3,7.1766985210155283E-4,1.6747979107749516E-3,1.0243399597807483E-3,2.1366711497373286E-3,2.1366711497373286E-3,2.1366711497373286E-3,18,null,null,null,null,null,null,null,null,null,null,null,null,null,null,null,null,null,null,28,5.7110476095661003E-6,2.5570994802204849E-8,28,28,6.1488168354547141E-7,28,5.7110476095661003E-6,null,28,4.9960175743282428E-6,1.9568790216749382E-8,2.496019160299666E-11]
[9,{"$f":"Summary!B61","v":0},0,{"$f":"convtype(Summary!D61)","v":0},{"$f":"Summary!C61","v":0},{"$f":"int_imp(Summary!D61)","v":0},{"$f":"ext_imp(Summary!D61)","v":0},null,null,null,null,0,0,{"$f":"+AN66","v":1E-3},"Vthdf:",{"$f":"SQRT(SUMSQ(Z3:Z51))/100","v":4.1717815801545218E-6},"Vthd Limit",{"$f":"(+IF(LEFT(D5,1)=\"S\",3,IF(LEFT(D5,1)=\"D\",10,5)))/100","v":0.05},"Vbus @ D1 =",null,{"$f":"(HLOOKUP($AF69,$CI$3:$DA$750,10+52*($D22-1),1)+$AF74*(HLOOKUP($AF73+1,$CI$1:$DA$750,12+52*($D22-1),0)-HLOOKUP($AF73,$CI$1:$DA$750,12+52*($D22-1),0)))*N22","v":627.35108371643094},"Volts DC",null,29,1740,3.8493766977558706E-5,3.4520308705387695E-4,{"$f":"+HLOOKUP($U$17,$Q$53:$Y$60,7,1)*O59","v":2},0.75738292418310393,3.0198324502578642E-4,38,0.75870122208822566,0,0,0,0,0,0,0,0,0,0,0,0,0,0,0,0,0,0,0,0,0,0,0,0,null,null,null,null,null,null,null,null,null,0.7571868483914429,0.75794327880941637,0,0,0,0,0,0,0,0,0,0,0,0,0,0,0,0,0,0,null,"%I19th",28.12675018493254,5.7694235730205383,4.4923444139523241,2.461818140179882,1.5612033953483941,1.435344927819425,1.8152549557696753,1.7533389509717254,1.6441205577377018,1.5015094716885002,1.1978760529333901,0.96493434637770215,0.86230538911097832,0.87143134542122158,0.89423887387252965,0.89423887387252965,0.89423887387252965,0.89423887387252965,19,28.12675018493254,5.7694235730205383,4.4923444139523241,2.461818140179882,1.5612033953483941,1.435344927819425,1.8152549557696753,1.7533389509717254,1.6441205577377018,1.5015094716885002,1.1978760529333901,0.96493434637770215,0.86230538911097832,0.87143134542122158,0.87082014366108595,0.87082014366108595,0.87082014366108595,19,null,null,null,null,null,null,null,null,null,null,null,null,null,null,null,null,null,null,29,3.4520308705387695E-4,1.0021790907299384E-4,29,29,3.8493766977558706E-5,29,3.4520308705387695E-4,null,29,3.0198324502578642E-4,7.6694053312371791E-5,9.119388027630415E-8]
[10,{"$f":"Summary!B62","v":0},0,{"$f":"convtype(Summary!D62)","v":0},{"$f":"Summary!C62","v":0},{"$f":"int_imp(Summary!D62)","v":0},{"$f":"ext_imp(Summary!D62)","v":0},null,null,null,null,0,0,{"$f":"+AO66","v":1E-3},null,null,null,null,null,null,null,null,null,30,1800,2.4160341317136179E-7,2.0944213985134791E-6,{"$f":"0.25*HLOOKUP($U$17,$Q$53:$Y$60,7,1)","v":0.5},4.595205149571068E-3,1.832197318316082E-6,39,4.6032035465890858E-3,0,0,0,0,0,0,0,0,0,0,0,0,0,0,0,0,0,0,0,0,0,0,0,0,null,null,null,null,null,null,null,null,null,4.5940155155579712E-3,4.5986049416474389E-3,0,0,0,0,0,0,0,0,0,0,0,0,0,0,0,0,0,0,null,"%I20th",0.16228025606892954,3.4304595434386999E-2,3.603503131369204E-2,1.3414457398225953E-2,1.3820648138552563E-2,1.2553645285502412E-2,1.1519216055600136E-2,1.2482583619361326E-2,1.0659586926913772E-2,3.9990621565117561E-3,4.289924599988241E-3,2.3631359410929234E-3,2.0372139828744758E-3,2.6099379219788315E-3,3.3164014470484933E-3,3.3164014470484933E-3,3.3164014470484933E-3,3.3164014470484933E-3,20,0.16228025606892954,3.4304595434386999E-2,3.603503131369204E-2,1.3414457398225953E-2,1.3820648138552563E-2,1.2553645285502412E-2,1.1519216055600136E-2,1.2482583619361326E-2,1.0659586926913772E-2,3.9990621565117561E-3,4.289924599988241E-3,2.3631359410929234E-3,2.0372139828744758E-3,2.6099379219788315E-3,3.3165740806658942E-3,3.3165740806658942E-3,3.3165740806658942E-3,20,null,null,null,null,null,null,null,null,null,null,null,null,null,null,null,null,null,null,30,2.0944213985134791E-6,3.9479408950960417E-9,30,30,2.4160341317136179E-7,30,2.0944213985134791E-6,null,30,1.832197318316082E-6,3.0212523119201776E-9,3.3569470132446423E-12]
[11,{"$f":"Summary!B63","v":0},0,{"$f":"convtype(Summary!D63)","v":0},{"$f":"Summary!C63","v":0},{"$f":"int_imp(Summary!D63)","v":0},{"$f":"ext_imp(Summary!D63)","v":0},null,null,null,null,0,0,{"$f":"+AP66","v":1E-3},null,null,null,null,null,null,null,null,null,31,1860,3.0777669692894103E-5,2.5820003475825464E-4,{"$f":"+HLOOKUP($U$17,$Q$53:$Y$60,7,1)*O59","v":2},0.56649637469454284,2.2587307960516366E-4,40,0.56748241618052475,0,0,0,0,0,0,0,0,0,0,0,0,0,0,0,0,0,0,0,0,0,0,0,0,null,null,null,null,null,null,null,null,null,0.56634971674703083,0.56691550067984497,0,0,0,0,0,0,0,0,0,0,0,0,0,0,0,0,0,0,null,"%I21th",0.62329316321319206,0.38652912360520963,0.28848587809075404,0.2327624797312611,0.12695962714013889,0.43156831387325317,0.51232861946084751,0.33639919482821595,0.24976274080004948,0.20143664947276263,0.14886071320433725,0.11057082122039739,8.69095877563483E-2,6.469840401868561E-2,6.207334554446476E-2,6.207334554446476E-2,6.207334554446476E-2,6.207334554446476E-2,21,0.62329316321319206,0.38652912360520963,0.28848587809075404,0.2327624797312611,0.12695962714013889,0.43156831387325317,0.51232861946084751,0.33639919482821595,0.24976274080004948,0.20143664947276263,0.14886071320433725,0.11057082122039739,8.69095877563483E-2,6.469840401868561E-2,6.019464262471378E-2,6.019464262471378E-2,6.019464262471378E-2,21,null,null,null,null,null,null,null,null,null,null,null,null,null,null,null,null,null,null,31,2.5820003475825464E-4,6.4067234889146499E-5,31,31,3.0777669692894103E-5,31,2.5820003475825464E-4,null,31,2.2587307960516366E-4,4.9028920814798101E-5,5.1018648090320601E-8]
[12,{"$f":"Summary!B64","v":0},0,{"$f":"convtype(Summary!D64)","v":0},{"$f":"Summary!C64","v":0},{"$f":"int_imp(Summary!D64)","v":0},{"$f":"ext_imp(Summary!D64)","v":0},null,null,null,null,0,0,{"$f":"+AQ66","v":1E-3},null,null,null,null,null,null,null,null,null,32,1920,4.9849242167855905E-7,4.0512667326480299E-6,{"$f":"0.25*HLOOKUP($U$17,$Q$53:$Y$60,7,1)","v":0.5},8.8885654841777406E-3,3.5440432611169702E-6,41,8.9040368882498163E-3,0,0,0,0,0,0,0,0,0,0,0,0,0,0,0,0,0,0,0,0,0,0,0,0,null,null,null,null,null,null,null,null,null,8.8862643595307572E-3,8.8951417465033145E-3,0,0,0,0,0,0,0,0,0,0,0,0,0,0,0,0,0,0,null,"%I22th",0.10196628651957353,3.8702088424270906E-2,3.2940823141321553E-2,1.4397088226243407E-2,8.0433131135157904E-3,9.1411482785596215E-3,1.3328297513609087E-2,9.9334339431091864E-3,8.7776949548354632E-3,2.8422690440152187E-3,1.7693174251628295E-3,2.3683965026528521E-3,2.2687748359132434E-3,3.2956893394252857E-3,3.1845733198832878E-3,3.1845733198832878E-3,3.1845733198832878E-3,3.1845733198832878E-3,22,0.10196628651957353,3.8702088424270906E-2,3.2940823141321553E-2,1.4397088226243407E-2,8.0433131135157904E-3,9.1411482785596215E-3,1.3328297513609087E-2,9.9334339431091864E-3,8.7776949548354632E-3,2.8422690440152187E-3,1.7693174251628295E-3,2.3683965026528521E-3,2.2687748359132434E-3,3.2956893394252857E-3,5.4476006918078622E-3,5.4476006918078622E-3,5.4476006918078622E-3,22,null,null,null,null,null,null,null,null,null,null,null,null,null,null,null,null,null,null,32,4.0512667326480299E-6,1.68066684303981E-8,32,32,4.9849242167855905E-7,32,4.0512667326480299E-6,null,32,3.5440432611169702E-6,1.2861688459948655E-8,1.2560242636668609E-11]
[13,{"$f":"Summary!B65","v":0},0,{"$f":"convtype(Summary!D65)","v":0},{"$f":"Summary!C65","v":0},{"$f":"int_imp(Summary!D65)","v":0},{"$f":"ext_imp(Summary!D65)","v":0},null,null,null,null,0,0,{"$f":"+AR66","v":1E-3},null,null,null,null,null,null,null,null,null,{"$f":"+X33+1","v":33},{"$f":"+X34*$J$9","v":1980},1.9710012725810439E-5,1.5532995647718012E-4,{"$f":"0.25*HLOOKUP($U$17,$Q$53:$Y$60,7,1)","v":0.5},0.3407972323015751,1.3588245895197369E-4,42,0.34139042269849224,0,0,0,0,0,0,0,0,0,0,0,0,0,0,0,{"$f":"(HLOOKUP(AV$69,$CI$3:$DA$750,$AE34+52*(AV$75-1),1)-AV$74*(HLOOKUP(AV$73,$CI$1:$DA$750,$AE34+2+52*(AV$75-1),0)-HLOOKUP(AV$73+1,$CI$1:$DA$750,$AE34+2+52*(AV$75-1),0)))*AV$65","v":0},0,0,0,0,0,0,0,0,null,null,null,null,null,null,null,null,null,0.34070900468911408,0.3410493733251671,0,0,0,0,0,0,0,0,0,0,0,0,0,0,0,0,0,0,null,"%I23th",14.111336248333169,4.5502762773923147,2.8173069900787024,2.0670952688936821,2.2928087910650583,1.9472020944612196,1.3645089433593613,1.1709027163413299,1.0449622436221531,0.98668776275695924,0.97151910927620677,0.91499109629030073,0.81941237005377587,0.64151011524075341,0.64347399672352978,0.64347399672352978,0.64347399672352978,0.64347399672352978,23,14.111336248333169,4.5502762773923147,2.8173069900787024,2.0670952688936821,2.2928087910650583,1.9472020944612196,1.3645089433593613,1.1709027163413299,1.0449622436221531,0.98668776275695924,0.97151910927620677,0.91499109629030073,0.81941237005377587,0.64151011524075341,0.59642658324453401,0.59642658324453401,0.59642658324453401,23,null,null,null,null,null,null,null,null,null,null,null,null,null,null,null,null,null,null,{"$f":"+X34","v":33},{"$f":"+AA34","v":1.5532995647718012E-4},2.6274733567951713E-5,33,33,1.9710012725810439E-5,33,1.5532995647718012E-4,null,33,1.3588245895197369E-4,2.0107342446759117E-5,1.8464042650834814E-8]
[14,{"$f":"Summary!F53","v":0},0,{"$f":"convtype(Summary!H53)","v":0},{"$f":"Summary!G53","v":0},{"$f":"int_imp(Summary!H53)","v":0},{"$f":"ext_imp(Summary!H53)","v":0},null,null,null,null,0,0,{"$f":"+AS66","v":1E-3},null,null,null,null,null,null,null,null,null,34,2040,1.2997340958348782E-5,9.9416358316609861E-5,{"$f":"0.25*HLOOKUP($U$17,$Q$53:$Y$60,7,1)","v":0.5},0.21812160724309371,8.6969310585598961E-5,48,0.21850126890261748,0,0,0,0,0,0,0,0,0,0,0,0,0,0,{"$f":"(HLOOKUP(AU$69,$CI$3:$DA$750,$AE35+52*(AU$75-1),1)-AU$74*(HLOOKUP(AU$73,$CI$1:$DA$750,$AE35+2+52*(AU$75-1),0)-HLOOKUP(AU$73+1,$CI$1:$DA$750,$AE35+2+52*(AU$75-1),0)))*AU$65","v":0},0,0,0,0,0,0,0,0,0,null,null,null,null,null,null,null,null,null,0.21806513862536681,0.21828298591670081,0,0,0,0,0,0,0,0,0,0,0,0,0,0,0,0,0,0,null,"%I24th",3.6824454901743818E-2,9.8382681602157043E-3,2.4869442257516557E-3,3.7823320015961076E-3,3.0035667733548503E-3,5.3235417328994826E-3,5.8116700278296428E-3,2.9855222275943743E-3,2.3272957918215429E-3,3.1075268606800422E-3,1.6642059470906843E-3,5.0465814106315395E-4,2.4652728971896356E-3,5.6815989694872823E-4,2.910084521893625E-3,2.910084521893625E-3,2.910084521893625E-3,2.910084521893625E-3,24,3.6824454901743818E-2,9.8382681602157043E-3,2.4869442257516557E-3,3.7823320015961076E-3,3.0035667733548503E-3,5.3235417328994826E-3,5.8116700278296428E-3,2.9855222275943743E-3,2.3272957918215429E-3,3.1075268606800422E-3,1.6642059470906843E-3,5.0465814106315395E-4,2.4652728971896356E-3,5.6815989694872823E-4,9.2243194123282262E-4,9.2243194123282262E-4,9.2243194123282262E-4,24,null,null,null,null,null,null,null,null,null,null,null,null,null,null,null,null,null,null,34,9.9416358316609861E-5,1.1425455819882666E-5,34,34,{"$f":"+Z35","v":1.2997340958348782E-5},34,{"$f":"+AA35","v":9.9416358316609861E-5},null,34,8.6969310585598961E-5,8.7435920971969394E-6,7.5636609837343753E-9]
[15,{"$f":"Summary!F54","v":0},0,{"$f":"convtype(Summary!H54)","v":0},{"$f":"Summary!G54","v":0},{"$f":"int_imp(Summary!H54)","v":0},{"$f":"ext_imp(Summary!H54)","v":0},null,null,null,null,0,0,{"$f":"+AT66","v":1E-3},null,null,null,null,null,null,null,null,null,35,2100,3.1632988017630754E-5,2.3504684616374767E-4,{"$f":"+HLOOKUP($U$17,$Q$53:$Y$60,8,1)*O62","v":1},0.51569778586519754,2.0561869809271788E-4,43,{"$f":"(HLOOKUP(AF$69,$CI$3:$DA$750,$AE36+52*(AF$75-1),1)-AF$74*(HLOOKUP(AF$73,$CI$1:$DA$750,$AE36+2+52*(AF$75-1),0)-HLOOKUP(AF$73+1,$CI$1:$DA$750,$AE36+2+52*(AF$75-1),0)))*AF$65","v":0.5165954075161151},0,0,0,0,0,0,0,0,0,0,0,0,0,0,0,0,0,0,0,0,0,0,0,0,null,null,null,null,null,null,null,null,null,0.51556427895819879,0.51607932818792723,0,0,0,0,0,0,0,0,0,0,0,0,0,0,0,0,0,0,null,"%I25th",9.1460847189836905,3.3287755929835949,2.4769082641614584,1.4065816239828657,0.9812541545579192,0.87516515937476913,1.0203047520164361,0.89181945133108653,0.77335390981045959,0.680943962179267,0.60410783726699213,0.59625159344747769,0.57911197721694829,0.47588131924725879,0.48332856078705327,0.48332856078705327,0.48332856078705327,0.48332856078705327,25,9.1460847189836905,3.3287755929835949,2.4769082641614584,1.4065816239828657,0.9812541545579192,0.87516515937476913,1.0203047520164361,0.89181945133108653,0.77335390981045959,0.680943962179267,0.60410783726699213,0.59625159344747769,0.57911197721694829,0.47588131924725879,0.42406033616224942,0.42406033616224942,0.42406033616224942,25,null,null,null,null,null,null,null,null,null,null,null,null,null,null,null,null,null,null,35,2.3504684616374767E-4,6.767759936711747E-5,35,35,3.1632988017630754E-5,35,2.3504684616374767E-4,null,35,2.0561869809271788E-4,5.1791835031546722E-5,4.2279049005344265E-8]
[16,{"$f":"Summary!F55","v":0},0,{"$f":"convtype(Summary!H55)","v":0},{"$f":"Summary!G55","v":0},{"$f":"int_imp(Summary!H55)","v":0},{"$f":"ext_imp(Summary!H55)","v":0},null,null,null,null,0,0,{"$f":"+AU66","v":1E-3},null,null,null,null,null,null,null,null,null,36,2160,1.3761890426486946E-5,9.9416358316609861E-5,{"$f":"0.25*HLOOKUP($U$17,$Q$53:$Y$60,8,1)","v":0.25},0.21812160724309371,8.6969310585598961E-5,48,0.21850126890261748,0,0,0,0,0,0,0,0,0,0,0,0,0,0,0,0,0,0,0,0,0,0,0,0,null,null,null,null,null,null,null,null,null,0.21806513862536681,0.21828298591670081,0,0,0,0,0,0,0,0,0,0,0,0,0,0,0,0,0,0,null,"%I26th",5.0821504219815294E-2,5.5062549483802257E-2,2.6569838221547654E-2,1.7180710354120391E-2,1.4413765296386657E-2,1.340051166752103E-2,1.2261667576280695E-2,1.1494261330574136E-2,1.1502164549246671E-2,6.3586835670058186E-3,5.7283366829020497E-3,1.4156391535011382E-3,2.35923526977449E-3,3.048115692564884E-3,2.505817916151253E-3,2.505817916151253E-3,2.505817916151253E-3,2.505817916151253E-3,26,5.0821504219815294E-2,5.5062549483802257E-2,2.6569838221547654E-2,1.7180710354120391E-2,1.4413765296386657E-2,1.340051166752103E-2,1.2261667576280695E-2,1.1494261330574136E-2,1.1502164549246671E-2,6.3586835670058186E-3,5.7283366829020497E-3,1.4156391535011382E-3,2.35923526977449E-3,3.048115692564884E-3,9.2007957340783833E-4,9.2007957340783833E-4,9.2007957340783833E-4,26,null,null,null,null,null,null,null,null,null,null,null,null,null,null,null,null,null,null,36,9.9416358316609861E-5,1.2809161542013785E-5,36,36,1.3761890426486946E-5,36,9.9416358316609861E-5,null,36,8.6969310585598961E-5,9.8025046349197518E-6,7.5636609837343753E-9]
[17,{"$f":"Summary!F56","v":0},0,{"$f":"convtype(Summary!H56)","v":0},{"$f":"Summary!G56","v":0},{"$f":"int_imp(Summary!H56)","v":0},{"$f":"ext_imp(Summary!H56)","v":0},null,null,null,null,0,0,{"$f":"+AV66","v":1E-3},null,null,null,null,null,null,null,null,null,37,2220,2.2130526513006194E-5,1.5555081042802022E-4,{"$f":"+HLOOKUP($U$17,$Q$53:$Y$60,8,1)*O62","v":1},0.3412817905728589,1.3607566172232156E-4,44,0.3418758243901035,0,0,0,0,0,0,0,0,0,0,0,0,0,0,0,0,0,0,0,0,0,0,0,0,null,null,null,null,null,null,null,null,null,0.34119343751507342,0.34153429010000352,0,0,0,0,0,0,0,0,0,0,0,0,0,0,0,0,0,0,null,"%I27th",0.21238680360962095,0.25707405179893289,0.16073741316951387,0.17380962651022741,9.1193806224074303E-2,0.33088372878460953,0.40809218499146371,0.28326195110267732,0.20563582476045428,0.15760505021576746,9.9377043514666238E-2,7.5391622206023953E-2,6.8011485955306775E-2,5.56664765461901E-2,5.3354821022066533E-2,5.3354821022066533E-2,5.3354821022066533E-2,5.3354821022066533E-2,27,0.21238680360962095,0.25707405179893289,0.16073741316951387,0.17380962651022741,9.1193806224074303E-2,0.33088372878460953,0.40809218499146371,0.28326195110267732,0.20563582476045428,0.15760505021576746,9.9377043514666238E-2,7.5391622206023953E-2,6.8011485955306775E-2,5.56664765461901E-2,4.4916479424946781E-2,4.4916479424946781E-2,4.4916479424946781E-2,27,null,null,0.1,0.5,1,2,3,4,5,6,7,8,10,12,14,18,21,null,37,1.5555081042802022E-4,3.3124398781370213E-5,37,37,2.2130526513006194E-5,37,1.5555081042802022E-4,null,37,1.3607566172232156E-4,2.5349205841326573E-5,1.8516585713167691E-8]
[18,{"$f":"Summary!F57","v":0},0,{"$f":"convtype(Summary!H57)","v":0},{"$f":"Summary!G57","v":0},{"$f":"int_imp(Summary!H57)","v":0},{"$f":"ext_imp(Summary!H57)","v":0},null,null,null,null,0,0,{"$f":"+AW66","v":1E-3},null,null,null,null,null,null,null,null,null,38,2280,1.452643989462511E-5,9.9416358316609861E-5,{"$f":"0.25*HLOOKUP($U$17,$Q$53:$Y$60,8,1)","v":0.25},0.21812160724309371,8.6969310585598961E-5,48,0.21850126890261748,0,0,0,0,0,0,0,0,0,0,0,0,0,0,0,0,0,0,0,0,0,0,0,0,null,null,null,null,null,null,null,null,null,0.21806513862536681,0.21828298591670081,0,0,0,0,0,0,0,0,0,0,0,0,0,0,0,0,0,0,null,"%I28th",1.9392625777396737E-2,4.7102518518670457E-2,2.8971418661601897E-2,1.1872541264805246E-2,6.9611130983163278E-3,8.5362681900183323E-3,1.2556658041302614E-2,1.0537656791068419E-2,9.2930775732190107E-3,3.3090135809581808E-3,8.4429509332862738E-4,1.7536756837702497E-3,1.2486380283558422E-3,3.2293207653354824E-3,2.7333925969108054E-3,2.7333925969108054E-3,2.7333925969108054E-3,2.7333925969108054E-3,28,1.9392625777396737E-2,4.7102518518670457E-2,2.8971418661601897E-2,1.1872541264805246E-2,6.9611130983163278E-3,8.5362681900183323E-3,1.2556658041302614E-2,1.0537656791068419E-2,9.2930775732190107E-3,3.3090135809581808E-3,8.4429509332862738E-4,1.7536756837702497E-3,1.2486380283558422E-3,3.2293207653354824E-3,3.1551110313279424E-3,3.1551110313279424E-3,3.1551110313279424E-3,28,"6 pulse",1,163.93707416645231,113.48783509882536,92.200809468905419,70.913545845876783,54.749796178477268,45.405731691457369,40.44752986749441,36.564906783409683,33.720921665220359,31.536717657247557,28.353061221821324,26.00362827976814,24.159954485600757,21.249505248051026,21.247075850879671,null,38,9.9416358316609861E-5,1.4271936162552395E-5,38,38,1.452643989462511E-5,38,9.9416358316609861E-5,null,38,8.6969310585598961E-5,1.0921926460512437E-5,7.5636609837343753E-9]
[19,{"$f":"Summary!F58","v":0},0,{"$f":"convtype(Summary!H58)","v":0},{"$f":"Summary!G58","v":0},{"$f":"int_imp(Summary!H58)","v":0},{"$f":"ext_imp(Summary!H58)","v":0},null,null,null,null,0,0,{"$f":"+AX66","v":1E-3},null,null,null,null,null,null,null,null,null,39,2340,1.884416102443656E-5,1.256592477111064E-4,{"$f":"0.25*HLOOKUP($U$17,$Q$53:$Y$60,8,1)","v":0.25},0.2756990654235747,1.0992655863873121E-4,45,0.27617894619298067,0,0,0,0,0,0,0,0,0,0,0,0,0,0,0,0,0,0,0,0,0,0,0,0,null,null,null,null,null,null,null,null,null,0.27562769081135802,0.27590304314983088,0,0,0,0,0,0,0,0,0,0,0,0,0,0,0,0,0,0,null,"%I29th",6.5146861253923207,2.6788137999966111,1.6106667515221753,1.3975423047728013,1.3999934630363924,1.0907850218496227,0.75870567381450926,0.75678843679568575,0.75575983296320848,0.72478506133268517,0.61840577400138186,0.50578743449988961,0.46727025134098182,0.45386743782930422,0.4514293951690499,0.4514293951690499,0.4514293951690499,0.4514293951690499,29,6.5146861253923207,2.6788137999966111,1.6106667515221753,1.3975423047728013,1.3999934630363924,1.0907850218496227,0.75870567381450926,0.75678843679568575,0.75575983296320848,0.72478506133268517,0.61840577400138186,0.50578743449988961,0.46727025134098182,0.45386743782930422,0.39708798811630447,0.39708798811630447,0.39708798811630447,29,"12 pulse",2,73.159242958971589,24.526280095027175,14.15019803119502,11.58489278244023,11.806750581029306,11.010636221034906,8.954619068906883,7.6499282150485701,6.7897784824199254,6.1977575934197926,5.4029854958077834,4.8653066911101757,4.4669270506652614,3.893930633341419,3.555648063517951,null,39,1.256592477111064E-4,2.4016964980223544E-5,39,39,1.884416102443656E-5,39,1.256592477111064E-4,null,39,1.0992655863873121E-4,1.8379533255408856E-5,1.2083848294154411E-8]
[20,{"$f":"Summary!F59","v":0},0,{"$f":"convtype(Summary!H59)","v":0},{"$f":"Summary!G59","v":0},{"$f":"int_imp(Summary!H59)","v":0},{"$f":"ext_imp(Summary!H59)","v":0},null,null,null,null,0,0,{"$f":"+AY66","v":1E-3},null,null,null,null,null,null,null,null,null,40,2400,1.5290989362763272E-5,9.9416358316609861E-5,{"$f":"0.25*HLOOKUP($U$17,$Q$53:$Y$60,8,1)","v":0.25},0.21812160724309371,8.6969310585598961E-5,48,0.21850126890261748,0,0,0,0,0,0,0,0,0,0,0,0,0,0,0,0,0,0,0,0,0,0,0,0,null,null,null,null,null,null,null,null,null,0.21806513862536681,0.21828298591670081,0,0,0,0,0,0,0,0,0,0,0,0,0,0,0,0,0,0,null,"%I30th",3.4884370898550648E-2,4.1765772225850796E-3,3.1945642193693534E-3,3.60287707209932E-3,3.2920300374340902E-3,5.0314868423076246E-3,4.6053075814346854E-3,3.6991571943863818E-3,1.9564019833816105E-3,2.8717553777810353E-3,2.6821760992090326E-3,5.3985110846739104E-4,8.6189772740157076E-4,7.0587971191137216E-4,2.5967183728580682E-3,2.5967183728580682E-3,2.5967183728580682E-3,2.5967183728580682E-3,30,3.4884370898550648E-2,4.1765772225850796E-3,3.1945642193693534E-3,3.60287707209932E-3,3.2920300374340902E-3,5.0314868423076246E-3,4.6053075814346854E-3,3.6991571943863818E-3,1.9564019833816105E-3,2.8717553777810353E-3,2.6821760992090326E-3,5.3985110846739104E-4,8.6189772740157076E-4,7.0587971191137216E-4,5.2169808732023418E-4,5.2169808732023418E-4,5.2169808732023418E-4,30,"18 pulse ",3,23.829201564158044,11.473866589603713,7.6752727392239972,7.4410236495083586,9.0312752317593894,9.1683594499946981,6.9304133259978844,5.420633588679058,4.5033056010786447,3.9273547902845389,3.2286271087279332,2.8439819750662467,2.6136430490838563,2.2134463567239444,2.0188769165778724,null,40,9.9416358316609861E-5,1.5813779681498501E-5,40,40,1.5290989362763272E-5,40,9.9416358316609861E-5,null,40,8.6969310585598961E-5,1.2101857573975001E-5,7.5636609837343753E-9]
[21,{"$f":"Summary!F60","v":0},0,{"$f":"convtype(Summary!H60)","v":0},{"$f":"Summary!G60","v":0},{"$f":"int_imp(Summary!H60)","v":0},{"$f":"ext_imp(Summary!H60)","v":0},null,null,null,null,0,0,{"$f":"+AZ66","v":1E-3},null,null,null,null,null,null,null,null,null,41,2460,2.8660132511796458E-5,1.8179276413584657E-4,{"$f":"+HLOOKUP($U$17,$Q$53:$Y$60,8,1)*O59","v":1},0.39885719583685986,1.5903209123788105E-4,46,0.3995514451906878,0,0,0,0,0,0,0,0,0,0,0,0,0,0,0,0,0,0,0,0,0,0,0,0,null,null,null,null,null,null,null,null,null,0.3987539373160558,0.39915229289779008,0,0,0,0,0,0,0,0,0,0,0,0,0,0,0,0,0,0,null,"%I31th",6.3339107327432735,2.4858685050570775,1.4322222537619056,0.82280279165842463,0.68512353629472578,0.58112005814292844,0.56772740214173922,0.46221863452787271,0.42486576546865334,0.43056874893088998,0.43268010175951643,0.37617527613812002,0.31678577460681751,0.30877008317967913,0.3120658886678041,0.3120658886678041,0.3120658886678041,0.3120658886678041,31,6.3339107327432735,2.4858685050570775,1.4322222537619056,0.82280279165842463,0.68512353629472578,0.58112005814292844,0.56772740214173922,0.46221863452787271,0.42486576546865334,0.43056874893088998,0.43268010175951643,0.37617527613812002,0.31678577460681751,0.30877008317967913,0.29704390170309625,0.29704390170309625,0.29704390170309625,31,"trap w5%",4,18.850793810332686,18.101494944637825,16.417801244730661,14.493669828622048,13.036768413706668,11.718334502363366,10.584961274975621,9.7191328726753063,9.0319789118380367,8.4003405263588338,7.4299598732034262,6.5781431664400278,5.9043965081730594,4.9231884259033176,4.3706947224619013,null,41,1.8179276413584657E-4,5.5554711883906746E-5,41,41,2.8660132511796458E-5,41,1.8179276413584657E-4,null,41,1.5903209123788105E-4,4.2514517359112954E-5,2.5291206043493723E-8]
[22,{"$f":"Summary!F61","v":0},0,{"$f":"convtype(Summary!H61)","v":0},{"$f":"Summary!G61","v":0},{"$f":"int_imp(Summary!H61)","v":0},{"$f":"ext_imp(Summary!H61)","v":0},null,null,null,null,0,0,{"$f":"+BA66","v":1E-3},null,null,null,null,null,null,null,null,null,42,2520,1.6055538830901438E-5,9.9416358316609861E-5,{"$f":"0.25*HLOOKUP($U$17,$Q$53:$Y$60,8,1)","v":0.25},0.21812160724309371,8.6969310585598961E-5,48,0.21850126890261748,0,0,0,0,0,0,0,0,0,0,0,0,0,0,0,0,0,0,0,0,0,0,0,0,null,null,null,null,null,null,null,null,null,0.21806513862536681,0.21828298591670081,0,0,0,0,0,0,0,0,0,0,0,0,0,0,0,0,0,0,null,"%I32th",4.6506205535545839E-2,3.3260518350729629E-2,2.9586195514357663E-2,1.9535797704362808E-2,1.4563606306652922E-2,1.305927336868163E-2,8.8970610246392086E-3,1.1901375104307985E-2,1.1921658515740853E-2,5.9187663071225798E-3,4.587462629749072E-3,1.2699646308248702E-3,2.2444292602197963E-3,2.8384966763810126E-3,2.9287371239286731E-3,2.9287371239286731E-3,2.9287371239286731E-3,2.9287371239286731E-3,32,4.6506205535545839E-2,3.3260518350729629E-2,2.9586195514357663E-2,1.9535797704362808E-2,1.4563606306652922E-2,1.305927336868163E-2,8.8970610246392086E-3,1.1901375104307985E-2,1.1921658515740853E-2,5.9187663071225798E-3,4.587462629749072E-3,1.2699646308248702E-3,2.2444292602197963E-3,2.8384966763810126E-3,2.2743716343904177E-3,2.2743716343904177E-3,2.2743716343904177E-3,32,"Mirus",5,7.3299577931936293,7.2709073539689681,7.2099323852585471,7.0632411115577813,6.844523358130937,6.7222694270610726,6.569876806303145,6.408136917232655,6.2894753358288957,6.1390782084935189,5.8611005792427759,5.558987655140097,5.2732372647169967,4.746281439190053,4.3937455547630435,null,42,9.9416358316609861E-5,1.7434692098852095E-5,42,42,1.6055538830901438E-5,42,9.9416358316609861E-5,null,42,8.6969310585598961E-5,1.3342297975307438E-5,7.5636609837343753E-9]
[23,{"$f":"Summary!F62","v":0},0,{"$f":"convtype(Summary!H62)","v":0},{"$f":"Summary!G62","v":0},{"$f":"int_imp(Summary!H62)","v":0},{"$f":"ext_imp(Summary!H62)","v":0},null,null,null,null,0,0,{"$f":"+BB66","v":1E-3},null,null,null,null,null,null,null,null,null,43,2580,1.9211652618121022E-5,1.1619261485040338E-4,{"$f":"+HLOOKUP($U$17,$Q$53:$Y$60,8,1)*O59","v":1},0.25492907133285531,1.0164515960739327E-4,47,0.25537279992768097,0,0,0,0,0,0,0,0,0,0,0,0,0,0,0,0,0,0,0,0,0,0,0,0,null,null,null,null,null,null,null,null,null,0.2548630737801208,0.25511768224543557,0,0,0,0,0,0,0,0,0,0,0,0,0,0,0,0,0,0,null,"%I33rd",0.30274927892914244,1.7216657169820748E-2,0.12233571605865014,0.13605621192601108,7.0763148414675126E-2,0.26563628264177047,0.34165566585023771,0.22742267911109676,0.15381673439332844,0.11558930646976719,8.4151409301761251E-2,6.7503639523961864E-2,5.6413371607669127E-2,4.1647697018963321E-2,3.9799798597555773E-2,3.9799798597555773E-2,3.9799798597555773E-2,3.9799798597555773E-2,33,0.30274927892914244,1.7216657169820748E-2,0.12233571605865014,0.13605621192601108,7.0763148414675126E-2,0.26563628264177047,0.34165566585023771,0.22742267911109676,0.15381673439332844,0.11558930646976719,8.4151409301761251E-2,6.7503639523961864E-2,5.6413371607669127E-2,4.1647697018963321E-2,4.0145089862002374E-2,4.0145089862002374E-2,4.0145089862002374E-2,33,-37,6,4.3828757682599218,4.3828757682599218,4.3828757682599218,4.3828757682599218,4.3828757682599218,4.3828757682599218,4.3828757682599218,4.3828757682599218,4.3828757682599218,4.3828757682599218,4.3828757682599218,4.3828757682599218,4.3828757682599218,4.3828757682599218,4.3828757682599218,null,43,1.1619261485040338E-4,2.4962838205936456E-5,43,43,1.9211652618121022E-5,43,1.1619261485040338E-4,null,43,1.0164515960739327E-4,1.9103384434011422E-5,1.0331738471612452E-8]
[24,{"$f":"Summary!F63","v":0},0,{"$f":"convtype(Summary!H63)","v":0},{"$f":"Summary!G63","v":0},{"$f":"int_imp(Summary!H63)","v":0},{"$f":"ext_imp(Summary!H63)","v":0},null,null,null,null,0,0,{"$f":"+BC66","v":1E-3},null,null,null,null,null,null,null,null,null,44,2640,1.6820088299039601E-5,9.9416358316609861E-5,{"$f":"0.25*HLOOKUP($U$17,$Q$53:$Y$60,8,1)","v":0.25},0.21812160724309371,8.6969310585598961E-5,48,0.21850126890261748,0,0,0,0,0,0,0,0,0,0,0,0,0,0,0,0,0,0,0,0,0,0,0,0,null,null,null,null,null,null,null,null,null,0.21806513862536681,0.21828298591670081,0,0,0,0,0,0,0,0,0,0,0,0,0,0,0,0,0,0,null,"%I35th",5.9029852258662023,1.4733260588243429,1.2803616292235322,1.0290257258239199,0.95078684693100002,0.68755518357204037,0.51648077967213191,0.5658478637815777,0.55172205299175037,0.48796466250698262,0.39029335703643686,0.36343466624775511,0.35166631128246867,0.28545240285608292,0.28281840150514814,0.28281840150514814,0.28281840150514814,0.28281840150514814,35,5.9029852258662023,1.4733260588243429,1.2803616292235322,1.0290257258239199,0.95078684693100002,0.68755518357204037,0.51648077967213191,0.5658478637815777,0.55172205299175037,0.48796466250698262,0.39029335703643686,0.36343466624775511,0.35166631128246867,0.28545240285608292,0.27282741811687766,0.27282741811687766,0.27282741811687766,35,"trap w10%",7,10.507867381761388,10.207662904004655,9.7191359050934114,9.0318993412244009,8.4009851749219067,7.880581120429647,7.4299706597989283,7.0635671387905683,6.578149664744342,6.2273431408432192,5.6337909318419266,5.1398790797494485,4.7263311800788692,4.0642203223144673,3.6725527135420637,null,44,9.9416358316609861E-5,1.9134673414613186E-5,44,44,1.6820088299039601E-5,44,9.9416358316609861E-5,null,44,8.6969310585598961E-5,1.4643247664509749E-5,7.5636609837343753E-9]
[25,{"$f":"Summary!F64","v":0},0,{"$f":"convtype(Summary!H64)","v":0},{"$f":"Summary!G64","v":0},{"$f":"int_imp(Summary!H64)","v":0},{"$f":"ext_imp(Summary!H64)","v":0},null,null,null,null,0,0,{"$f":"+BD66","v":1E-3},null,null,null,null,null,null,null,null,null,45,2700,1.720236303310868E-5,9.9416358316609861E-5,{"$f":"0.25*HLOOKUP($U$17,$Q$53:$Y$60,8,1)","v":0.25},0.21812160724309371,8.6969310585598961E-5,48,0.21850126890261748,0,0,0,0,0,0,0,0,0,0,0,0,0,0,0,0,0,0,0,0,0,0,0,0,null,null,null,null,null,null,null,null,null,0.21806513862536681,0.21828298591670081,0,0,0,0,0,0,0,0,0,0,0,0,0,0,0,0,0,0,null,"%I37th",4.7242605294817244,1.4147795985274163,0.86563302172429457,0.58792408051231626,0.44571284137714501,0.35071388358174704,0.34192356461046053,0.32136315457507253,0.32334277343163409,0.31458122808120276,0.26038899134139826,0.23293659142238254,0.23495243567481122,0.1983093021126322,0.19995839901366486,0.19995839901366486,0.19995839901366486,0.19995839901366486,37,4.7242605294817244,1.4147795985274163,0.86563302172429457,0.58792408051231626,0.44571284137714501,0.35071388358174704,0.34192356461046053,0.32136315457507253,0.32334277343163409,0.31458122808120276,0.26038899134139826,0.23293659142238254,0.23495243567481122,0.1983093021126322,0.18737428176400908,0.18737428176400908,0.18737428176400908,37,"active",8,null,null,null,null,null,null,null,null,null,null,null,null,null,null,null,null,45,9.9416358316609861E-5,2.0014314909396538E-5,45,45,1.720236303310868E-5,45,9.9416358316609861E-5,null,45,8.6969310585598961E-5,1.531641349206211E-5,7.5636609837343753E-9]
["All % Impedances are with respect to the total drives connected thru the PCC. I-demand includes both drive currents and sinusoidal currents.\nThe ratio I-demand / I-drives is assumed the same at all points in network unless sine loads are added at a point. ABB 6-pulse drives have built-in internal line reactor or equivalent bus choke.  \nFor ACS800: 3/2.5% for VT, 2.3/1.9% for CT; for ACH/S550: 5/4% @ 60/50Hz.\nFor Converter Input Type Above:  1 = 6-pulse;  2 = 12-pulse;  3 = 18-pulse w Isolated Primary/Secondaries;  11 = 18-Pulse with AutoTransformer;\n5 = Mirus Coupled Filter;  6 = ACS800-11, 17, 31, 37;  7 = TCI HG7 Filter;  10 = MTE Matrix Filter.",null,null,null,null,null,null,null,null,null,null,null,null,null,null,null,null,null,null,null,null,null,null,46,2760,1.7584637767177763E-5,9.9416358316609861E-5,{"$f":"0.25*HLOOKUP($U$17,$Q$53:$Y$60,8,1)","v":0.25},0.21812160724309371,8.6969310585598961E-5,48,0.21850126890261748,0,0,0,0,0,0,0,0,0,0,0,0,0,0,0,0,0,0,0,0,0,0,0,0,null,null,null,null,null,null,null,null,null,0.21806513862536681,0.21828298591670081,0,0,0,0,0,0,0,0,0,0,0,0,0,0,0,0,0,0,null,"%I39th",0.2079850899943797,0.13041647508011303,0.12947509110634475,0.11009404781577684,6.014929527512837E-2,0.21949671273146126,0.27640701454444089,0.17818419975534588,0.12256174642203793,9.8387203409769475E-2,7.1958024598108364E-2,5.1366620792552581E-2,4.2850088405828553E-2,3.5922322150466021E-2,3.4556391879303032E-2,3.4556391879303032E-2,3.4556391879303032E-2,3.4556391879303032E-2,39,0.2079850899943797,0.13041647508011303,0.12947509110634475,0.11009404781577684,6.014929527512837E-2,0.21949671273146126,0.27640701454444089,0.17818419975534588,0.12256174642203793,9.8387203409769475E-2,7.1958024598108364E-2,5.1366620792552581E-2,4.2850088405828553E-2,3.5922322150466021E-2,3.0850083721462428E-2,3.0850083721462428E-2,3.0850083721462428E-2,39,"sine",9,null,null,null,null,null,null,null,null,null,null,null,null,null,null,null,null,46,9.9416358316609861E-5,2.0913723628781765E-5,46,46,1.7584637767177763E-5,46,9.9416358316609861E-5,null,46,8.6969310585598961E-5,1.6004706641581937E-5,7.5636609837343753E-9]
[null,null,null,null,null,null,null,null,null,null,null,null,null,null,null,null,null,null,null,null,null,null,null,47,2820,2.4176757779605819E-5,1.3377730949512765E-4,{"$f":"+HLOOKUP($U$17,$Q$53:$Y$60,8,1)*O60","v":1},0.29351026585389273,1.1702822931549416E-4,49,0.29402114873262181,0,0,0,0,0,0,0,0,0,0,0,0,0,0,0,0,0,0,0,0,0,0,0,0,null,null,null,null,null,null,null,null,null,0.2934342801722773,0.29372742131131052,0,0,0,0,0,0,0,0,0,0,0,0,0,0,0,0,0,0,null,"%I41th",2.9593523720748518,1.3960448536050045,0.9788469484846104,0.76626902234982497,0.64986432358583057,0.49479101470748305,0.39951328972932304,0.41594580564321404,0.37579029347140652,0.32440122806902955,0.30529874652047795,0.272856325769609,0.23528249165808171,0.21930268062364178,0.21942223358685053,0.21942223358685053,0.21942223358685053,0.21942223358685053,41,2.9593523720748518,1.3960448536050045,0.9788469484846104,0.76626902234982497,0.64986432358583057,0.49479101470748305,0.39951328972932304,0.41594580564321404,0.37579029347140652,0.32440122806902955,0.30529874652047795,0.272856325769609,0.23528249165808171,0.21930268062364178,0.1978346423998949,0.1978346423998949,0.1978346423998949,41,"MTE Matrix",10,15.961342612700225,10.640895075133482,9.9256340855383129,9.1066832601117742,8.556291486385911,7.9261630061461643,7.2145198038400302,6.8961293491349185,6.5594243649881356,5.9733832959220026,5.9733832959220026,5.9733832959220026,5.9733832959220026,5.9733832959220026,5.9733832959220026,null,47,1.3377730949512765E-4,3.9533078095483167E-5,47,47,2.4176757779605819E-5,47,1.3377730949512765E-4,null,47,1.1702822931549416E-4,3.0253594662894227E-5,1.3695606456719886E-8]
[null,null,null,null,null,null,null,null,null,null,null,null,null,null,null,null,null,null,null,null,null,null,null,48,2880,1.8349187235315929E-5,9.9416358316609861E-5,{"$f":"0.25*HLOOKUP($U$17,$Q$53:$Y$60,8,1)","v":0.25},0.21812160724309371,8.6969310585598961E-5,48,0.21850126890261748,0,0,0,0,0,0,0,0,0,0,0,0,0,0,0,0,0,0,0,0,0,0,0,0,null,null,null,null,null,null,null,null,null,0.21806513862536681,0.21828298591670081,0,0,0,0,0,0,0,0,0,0,0,0,0,0,0,0,0,0,null,"%I43th",2.2178560512821952,1.1905972320783262,0.75615175660327605,0.45362551647456517,0.28528173727691464,0.21779752656057286,0.25538951981730396,0.24818871965708805,0.22308863199724832,0.19779080449305989,0.1877023014843526,0.18024721970812474,0.14969356494618877,0.15402172112964774,0.14788153997371078,0.14788153997371078,0.14788153997371078,0.14788153997371078,43,2.2178560512821952,1.1905972320783262,0.75615175660327605,0.45362551647456517,0.28528173727691464,0.21779752656057286,0.25538951981730396,0.24818871965708805,0.22308863199724832,0.19779080449305989,0.1877023014843526,0.18024721970812474,0.14969356494618877,0.15402172112964774,0.1376838156738171,0.1376838156738171,0.1376838156738171,43,"18 P auto",11,30.147049417589152,11.067296357497007,10.146776569303968,13.691787731376488,16.028786232988303,8.7304781276908496,6.7189861268534514,5.7952590698411006,5.253375479995932,4.7997142615913617,4.1501276661422466,3.5848255197297609,3.1167902530652545,2.5877975846500134,2.2805812170214024,null,48,9.9416358316609861E-5,2.2771842741357841E-5,48,48,1.8349187235315929E-5,48,9.9416358316609861E-5,null,48,8.6969310585598961E-5,1.7426674906524001E-5,7.5636609837343753E-9]
[null,null,null,null,null,null,null,null,null,null,null,null,null,null,null,null,null,null,null,null,null,null,null,49,2940,{"$f":"$X50/130*(BJ$80*HLOOKUP($BK$80,$BM$1:$CG$51,$X50+1,0)+BJ$81*HLOOKUP($BK$81,$BM$1:$CG$51,$X50+1,0)+BJ$82*HLOOKUP($BK$82,$BM$1:$CG$51,$X50+1,0)+BJ$83*HLOOKUP($BK$83,$BM$1:$CG$51,$X50+1,0)+BJ$84*HLOOKUP($BK$84,$BM$1:$CG$51,$X50+1,0)+BJ$85*HLOOKUP($BK$85,$BM$1:$CG$51,$X50+1,0)+BJ$86*HLOOKUP($BK$86,$BM$1:$CG$51,$X50+1,0)+BJ$87*HLOOKUP($BK$87,$BM$1:$CG$51,$X50+1,0)+BJ$88*HLOOKUP($BK$88,$BM$1:$CG$51,$X50+1,0)+BJ$89*HLOOKUP($BK$89,$BM$1:$CG$51,$X50+1,0)+BJ$90*HLOOKUP($BK$90,$BM$1:$CG$51,$X50+1,0)+BJ$91*HLOOKUP($BK$91,$BM$1:$CG$51,$X50+1,0)+BJ$92*HLOOKUP($BK$92,$BM$1:$CG$51,$X50+1,0)+BJ$93*HLOOKUP($BK$93,$BM$1:$CG$51,$X50+1,0)+BJ$94*HLOOKUP($BK$94,$BM$1:$CG$51,$X50+1,0)+BJ$95*HLOOKUP($BK$95,$BM$1:$CG$51,$X50+1,0)+BJ$96*HLOOKUP($BK$96,$BM$1:$CG$51,$X50+1,0)+BJ$97*HLOOKUP($BK$97,$BM$1:$CG$51,$X50+1,0)+BJ$98*HLOOKUP($BK$98,$BM$1:$CG$51,$X50+1,0)+BJ$99*HLOOKUP($BK$99,$BM$1:$CG$51,$X50+1,0)+BJ$100*HLOOKUP($BK$100,$BM$1:$CG$51,$X50+1,0))+BK210","v":1.6830015679542632E-5},{"$f":"1/$N$8/$U$18*(AF$103*AF$56*(AF50+AF210)+AG$103*AG$56*(AG50+AG210)+AH$103*AH$56*(AH50+AH210)+AI$103*AI$56*(AI50+AI210)+AJ$103*AJ$56*(AJ50+AJ210)+AK$103*AK$56*(AK50+AK210)+AL$103*AL$56*(AL50+AL210)+AM$103*AM$56*(AM50+AM210)+AN$103*AN$56*(AN50+AN210)+AO$103*AO$56*(AO50+AO210)+AP$103*AP$56*(AP50+AP210)+AQ$103*AQ$56*(AQ50+AQ210)+AR$103*AR$56*(AR50+AR210)+AS$103*AS$56*(AS50+AS210)+AT$103*AT$56*(AT50+AT210)+AU$103*AU$56*(AU50+AU210)+AV$103*AV$56*(AV50+AV210)+AW$103*AW$56*(AW50+AW210)+AX$103*AX$56*(AX50+AX210)+AY$103*AY$56*(AY50+AY210)+AZ$103*AZ$56*(AZ50+AZ210)+BA$103*BA$56*(BA50+BA210)+BB$103*BB$56*(BB50+BB210)+BC$103*BC$56*(BC50+BC210)+BD$103*BD$56*(BD50+BD210))","v":8.9324521065480206E-5},{"$f":"+HLOOKUP($U$17,$Q$53:$Y$60,8,1)*O60","v":1},0.19597990140589289,7.8140983506088792E-5,50,0.19632102329446466,0,0,0,0,0,0,0,0,0,0,0,0,0,0,0,{"$f":"(HLOOKUP(AV$69,$CI$3:$DA$750,$AE50+52*(AV$75-1),1)-AV$74*(HLOOKUP(AV$73,$CI$1:$DA$750,$AE50+2+52*(AV$75-1),0)-HLOOKUP(AV$73+1,$CI$1:$DA$750,$AE50+2+52*(AV$75-1),0)))*AV$65","v":0},0,0,0,0,0,0,0,0,null,null,null,null,null,null,null,null,null,0.19592916496453563,0.19612489839606861,0,0,0,0,0,0,0,0,0,0,0,0,0,0,0,0,0,0,null,"%I45th",0.15674381381219379,6.9135515452953725E-2,0.11721931861181524,9.0976276916425139E-2,5.5974795488511517E-2,0.18455139999068912,0.21866515563030009,0.14808361462956454,0.10867252849450271,8.7932880027034033E-2,5.8261619608528936E-2,4.4254803859095013E-2,3.9511622355493263E-2,2.9543012509050892E-2,2.8071590865564936E-2,2.8071590865564936E-2,2.8071590865564936E-2,2.8071590865564936E-2,45,0.15674381381219379,6.9135515452953725E-2,0.11721931861181524,9.0976276916425139E-2,5.5974795488511517E-2,0.18455139999068912,0.21866515563030009,0.14808361462956454,0.10867252849450271,8.7932880027034033E-2,5.8261619608528936E-2,4.4254803859095013E-2,3.9511622355493263E-2,2.9543012509050892E-2,2.7508799926177038E-2,2.7508799926177038E-2,2.7508799926177038E-2,45,null,null,null,null,null,null,null,null,null,null,null,null,null,null,null,null,null,null,49,8.9324521065480206E-5,1.9157267022649377E-5,49,49,1.6830015679542632E-5,49,8.9324521065480206E-5,null,49,7.8140983506088792E-5,1.4660537941220517E-5,6.1060133032988404E-9]
[null,null,null,null,null,null,null,null,null,null,null,null,null,null,null,null,null,null,null,null,null,null,null,50,3000,{"$f":"$X51/130*(BJ$80*HLOOKUP($BK$80,$BM$1:$CG$51,$X51+1,0)+BJ$81*HLOOKUP($BK$81,$BM$1:$CG$51,$X51+1,0)+BJ$82*HLOOKUP($BK$82,$BM$1:$CG$51,$X51+1,0)+BJ$83*HLOOKUP($BK$83,$BM$1:$CG$51,$X51+1,0)+BJ$84*HLOOKUP($BK$84,$BM$1:$CG$51,$X51+1,0)+BJ$85*HLOOKUP($BK$85,$BM$1:$CG$51,$X51+1,0)+BJ$86*HLOOKUP($BK$86,$BM$1:$CG$51,$X51+1,0)+BJ$87*HLOOKUP($BK$87,$BM$1:$CG$51,$X51+1,0)+BJ$88*HLOOKUP($BK$88,$BM$1:$CG$51,$X51+1,0)+BJ$89*HLOOKUP($BK$89,$BM$1:$CG$51,$X51+1,0)+BJ$90*HLOOKUP($BK$90,$BM$1:$CG$51,$X51+1,0)+BJ$91*HLOOKUP($BK$91,$BM$1:$CG$51,$X51+1,0)+BJ$92*HLOOKUP($BK$92,$BM$1:$CG$51,$X51+1,0)+BJ$93*HLOOKUP($BK$93,$BM$1:$CG$51,$X51+1,0)+BJ$94*HLOOKUP($BK$94,$BM$1:$CG$51,$X51+1,0)+BJ$95*HLOOKUP($BK$95,$BM$1:$CG$51,$X51+1,0)+BJ$96*HLOOKUP($BK$96,$BM$1:$CG$51,$X51+1,0)+BJ$97*HLOOKUP($BK$97,$BM$1:$CG$51,$X51+1,0)+BJ$98*HLOOKUP($BK$98,$BM$1:$CG$51,$X51+1,0)+BJ$99*HLOOKUP($BK$99,$BM$1:$CG$51,$X51+1,0)+BJ$100*HLOOKUP($BK$100,$BM$1:$CG$51,$X51+1,0))+BK211","v":1.9113736703454091E-5},{"$f":"1/$N$8/$U$18*(AF$103*AF$56*(AF51+AF211)+AG$103*AG$56*(AG51+AG211)+AH$103*AH$56*(AH51+AH211)+AI$103*AI$56*(AI51+AI211)+AJ$103*AJ$56*(AJ51+AJ211)+AK$103*AK$56*(AK51+AK211)+AL$103*AL$56*(AL51+AL211)+AM$103*AM$56*(AM51+AM211)+AN$103*AN$56*(AN51+AN211)+AO$103*AO$56*(AO51+AO211)+AP$103*AP$56*(AP51+AP211)+AQ$103*AQ$56*(AQ51+AQ211)+AR$103*AR$56*(AR51+AR211)+AS$103*AS$56*(AS51+AS211)+AT$103*AT$56*(AT51+AT211)+AU$103*AU$56*(AU51+AU211)+AV$103*AV$56*(AV51+AV211)+AW$103*AW$56*(AW51+AW211)+AX$103*AX$56*(AX51+AX211)+AY$103*AY$56*(AY51+AY211)+AZ$103*AZ$56*(AZ51+AZ211)+BA$103*BA$56*(BA51+BA211)+BB$103*BB$56*(BB51+BB211)+BC$103*BC$56*(BC51+BC211)+BD$103*BD$56*(BD51+BD211))","v":9.9416358316609861E-5},{"$f":"0.25*HLOOKUP($U$17,$Q$53:$Y$60,8,1)","v":0.25},0.21812160724309371,8.6969310585598961E-5,48,0.21850126890261748,0,0,0,0,0,0,0,0,0,0,0,0,0,0,0,{"$f":"(HLOOKUP(AV$69,$CI$3:$DA$750,$AE51+52*(AV$75-1),1)-AV$74*(HLOOKUP(AV$73,$CI$1:$DA$750,$AE51+2+52*(AV$75-1),0)-HLOOKUP(AV$73+1,$CI$1:$DA$750,$AE51+2+52*(AV$75-1),0)))*AV$65","v":0},0,0,0,0,0,0,0,0,null,null,null,null,null,null,null,null,null,0.21806513862536681,0.21828298591670081,0,0,0,0,0,0,0,0,0,0,0,0,0,0,0,0,0,0,null,"%I47th",2.3268630691236321,0.78641478977548207,0.65683719239534155,0.58143321676267457,0.44928960665019158,0.41294151992551731,0.2940568330031525,0.2786885915405366,0.26697263616116279,0.26064585390490097,0.2367936036530196,0.19038468562778788,0.18456070692514012,0.16108516476637483,0.15522073313539117,0.15522073313539117,0.15522073313539117,0.15522073313539117,47,2.3268630691236321,0.78641478977548207,0.65683719239534155,0.58143321676267457,0.44928960665019158,0.41294151992551731,0.2940568330031525,0.2786885915405366,0.26697263616116279,0.26064585390490097,0.2367936036530196,0.19038468562778788,0.18456070692514012,0.16108516476637483,0.15285028969763642,0.15285028969763642,0.15285028969763642,47,null,null,null,null,null,null,null,null,null,null,null,null,null,null,null,null,null,null,50,9.9416358316609861E-5,2.4709030752341405E-5,50,50,1.9113736703454091E-5,50,9.9416358316609861E-5,null,50,8.6969310585598961E-5,1.8909152459335939E-5,7.5636609837343753E-9]
[null,null,null,null,null,null,null,null,null,null,null,null,null,null,null,null,null,null,null,null,null,null,null,null,null,null,null,null,null,null,null,"D1","D2","D3","D4","D5","D6","D7","D8","D9","D10","D11","D12","D13","D14","D15","D16","D17","D18","D19","D20","D21","D22","D23","D24","D25",null,null,null,null,null,null,null,null,0,"utility","t1","t2","t3","t4","t5","t6","t7","t8","t9","b1","b2","b3","b4","b5","b6","b7","b8","b9","b10",null,"%I49th",2.222090686942058,0.8231320290067401,0.54372728367538525,0.33388586731319231,0.20472977887589594,0.16067909526322774,0.19635848943192444,0.18022284651166184,0.15241194609444156,0.14568078669873447,0.14316623416465049,0.11820986355275069,0.11324661442841535,0.10591950094820782,0.10181373046970461,0.10181373046970461,0.10181373046970461,0.10181373046970461,49,2.222090686942058,0.8231320290067401,0.54372728367538525,0.33388586731319231,0.20472977887589594,0.16067909526322774,0.19635848943192444,0.18022284651166184,0.15241194609444156,0.14568078669873447,0.14316623416465049,0.11820986355275069,0.11324661442841535,0.10591950094820782,9.9915947961182403E-2,9.9915947961182403E-2,9.9915947961182403E-2,49,null,null,null,null,null,null,null,null,null,null,null,null,null,null,null,null,null,null,null,null,null,null,null,null,null,null,null,0]
[null,null,null,null,{"$f":"+SUM(E22:E46)","v":1},null,{"$f":"+SUMPRODUCT(E22:E46,F22:F46)/5","v":1},null,null,null,null,null,null,{"$f":"SUMIF(D22:D46,\"=1\",E22:E46)","v":1},null,"Isc/Idmd",0,19,20,49,50,99,100,999,1000,null,null,null,null,"FedFrom=",null,{"$f":"+C22","v":"T1"},{"$f":"+C23","v":0},{"$f":"+C24","v":0},{"$f":"+C25","v":0},{"$f":"+C26","v":0},{"$f":"+C27","v":0},{"$f":"+C28","v":0},{"$f":"+C29","v":0},{"$f":"+C30","v":0},{"$f":"+C31","v":0},{"$f":"+C32","v":0},{"$f":"+C33","v":0},{"$f":"+C34","v":0},{"$f":"+C35","v":0},{"$f":"+C36","v":0},{"$f":"+C37","v":0},{"$f":"+C38","v":0},{"$f":"+C39","v":0},{"$f":"+C40","v":0},{"$f":"+C41","v":0},{"$f":"+C42","v":0},{"$f":"+C43","v":0},{"$f":"+C44","v":0},{"$f":"+C45","v":0},{"$f":"+C46","v":0},"Utility"," =FedFrom",null,null,null,null,null,"FedFrom",0,0,"utility",{"$f":"+C13","v":0},{"$f":"+C14","v":0},{"$f":"+C15","v":0},{"$f":"+C16","v":0},{"$f":"+C17","v":0},{"$f":"+C18","v":0},{"$f":"+C19","v":0},{"$f":"+C20","v":0},{"$f":"+J11","v":0},{"$f":"+J12","v":0},{"$f":"+J13","v":0},{"$f":"+J14","v":0},{"$f":"+J15","v":0},{"$f":"+J16","v":0},{"$f":"+J17","v":0},{"$f":"+J18","v":0},{"$f":"+J19","v":0},{"$f":"+J20","v":0},null,0,1,2,3,4,5,6,7,8,9,10,11,12,13,14,15,16,17,18,null,null,null,null,null,null,null,null,null,null,null,null,null,null,null,null,null,null,null,null,null,null,null,null,null,null,null,null,null,null,null,null,null,null,null,null,null,null,null,null,null,null,null,null,null,null,999]
["ABB 6 Pulse Harmonic Guarantees",null,null,null,null,null,null,null,null,null,null,null,null,"HarmLimitTable",null,"%TDDLimit",5,5,8,8,12,12,15,15,20,null,null,null,null,"ConvType=",null,{"$f":"+D22","v":1},{"$f":"+D23","v":0},{"$f":"+D24","v":0},{"$f":"+D25","v":0},{"$f":"+D26","v":0},{"$f":"+D27","v":0},{"$f":"+D28","v":0},{"$f":"+D29","v":0},{"$f":"+D30","v":0},{"$f":"+D31","v":0},{"$f":"+D32","v":0},{"$f":"+D33","v":0},{"$f":"+D34","v":0},{"$f":"+D35","v":0},{"$f":"+D36","v":0},{"$f":"+D37","v":0},{"$f":"+D38","v":0},{"$f":"+D39","v":0},{"$f":"+D40","v":0},{"$f":"+D41","v":0},{"$f":"+D42","v":0},{"$f":"+D43","v":0},{"$f":"+D44","v":0},{"$f":"+D45","v":0},{"$f":"+D46","v":0},null," =ConvType",{"$f":"SUM($EO$3:$EO$51)*($U$18/100)^2","v":5.6632328492512007},null,null,null,null,null,null,null,null,null,null,null,null,null,null,null,null,null,null,null,null,null,null,null,null,null,null,2,"12 pulse data",null,null,null,null,null,null,null,null,null,null,null,null,null,null,null,null,null,1,null,null,null,null,null,null,null,null,null,null,null,null,null,null,null,null,null,null,null,null,null,null,null,null,null,null,null,null,null,null,null,null,null,null,null,null,null,null,null,null,null,null,null,null,null,null,15]
["For %Vthd if %Zsource is less than 3%, %Vthd will be less than 5%, meeting IEEE519 general systems reqmts.",null,null,null,null,null,null,null,null,null,null,null,null,"Pulses","HP",1,2,3,4,5,6,7,8,9,10,null,null,null,"all","Hpall=",null,{"$f":"+E22","v":1},{"$f":"+E23","v":0},{"$f":"+E24","v":0},{"$f":"+E25","v":0},{"$f":"+E26","v":0},{"$f":"+E27","v":0},{"$f":"+E28","v":0},{"$f":"+E29","v":0},{"$f":"+E30","v":0},{"$f":"+E31","v":0},{"$f":"+E32","v":0},{"$f":"+E33","v":0},{"$f":"+E34","v":0},{"$f":"+E35","v":0},{"$f":"+E36","v":0},{"$f":"+E37","v":0},{"$f":"+E38","v":0},{"$f":"+E39","v":0},{"$f":"+E40","v":0},{"$f":"+E41","v":0},{"$f":"+E42","v":0},{"$f":"+E43","v":0},{"$f":"+E44","v":0},{"$f":"+E45","v":0},{"$f":"+E46","v":0},{"$f":"+BN55","v":1.0019999999999998},"Hpall",null,null,null,300,null,"Hpatnode=",{"$f":"+AE135","v":1.0019999999999998},{"$f":"+AE135","v":1.0019999999999998},{"$f":"+AE136","v":1.0009999999999999},{"$f":"+AE137","v":1E-3},{"$f":"+AE138","v":1E-3},{"$f":"+AE139","v":1E-3},{"$f":"+AE140","v":1E-3},{"$f":"+AE141","v":1E-3},{"$f":"+AE142","v":1E-3},{"$f":"+AE143","v":1E-3},{"$f":"+AE144","v":1E-3},{"$f":"+AE145","v":1E-3},{"$f":"+AE146","v":1E-3},{"$f":"+AE147","v":1E-3},{"$f":"+AE148","v":1E-3},{"$f":"+AE149","v":1E-3},{"$f":"+AE150","v":1E-3},{"$f":"+AE151","v":1E-3},{"$f":"+AE152","v":1E-3},{"$f":"+AE153","v":1E-3},{"$f":"+AE154","v":1E-3},null,"%Zloop",0.1,0.5,1,2,3,4,5,6,7,8,10,12,14,18,21,100,1000,10000,null,null,null,null,null,null,null,null,null,null,null,null,null,null,null,null,null,null,null,null,null,null,null,null,null,null,null,null,null,null,null,null,null,null,null,null,null,null,null,null,null,null,null,null,null,null,9]
["             If %Zsource is less than 1.6%, then %Vthd will be less than 3%, meeting IEEE519 special systems reqmts.",null,null,null,null,null,null,null,null,null,null,null,null,"HPpu6pul=",{"$f":"1-O57-O58","v":1},"<11",4,4,7,7,10,10,12,12,15,null,null,null,null,"Hpusedall=",null,{"$f":"+AF55*$G$9/10000*IF($H$22=0,100,$H$22)","v":1},{"$f":"+AG55*$G$9/10000*IF($H23=0,100,$H23)","v":0},{"$f":"+AH55*$G$9/10000*IF($H24=0,100,$H24)","v":0},{"$f":"+AI55*$G$9/10000*IF($H25=0,100,$H25)","v":0},{"$f":"+AJ55*$G$9/10000*IF($H26=0,100,$H26)","v":0},{"$f":"+AK55*$G$9/10000*IF($H27=0,100,$H27)","v":0},{"$f":"+AL55*$G$9/10000*IF($H28=0,100,$H28)","v":0},{"$f":"+AM55*$G$9/10000*IF($H29=0,100,$H29)","v":0},{"$f":"+AN55*$G$9/10000*IF($H30=0,100,$H30)","v":0},{"$f":"+AO55*$G$9/10000*IF($H31=0,100,$H31)","v":0},{"$f":"+AP55*$G$9/10000*IF($H32=0,100,$H32)","v":0},{"$f":"+AQ55*$G$9/10000*IF($H33=0,100,$H33)","v":0},{"$f":"+AR55*$G$9/10000*IF($H34=0,100,$H34)","v":0},{"$f":"+AS55*$G$9/10000*IF($H35=0,100,$H35)","v":0},{"$f":"+AT55*$G$9/10000*IF($H36=0,100,$H36)","v":0},{"$f":"+AU55*$G$9/10000*IF($H37=0,100,$H37)","v":0},{"$f":"+AV55*$G$9/10000*IF($H38=0,100,$H38)","v":0},{"$f":"+AW55*$G$9/10000*IF($H39=0,100,$H39)","v":0},{"$f":"+AX55*$G$9/10000*IF($H40=0,100,$H40)","v":0},{"$f":"+AY55*$G$9/10000*IF($H41=0,100,$H41)","v":0},{"$f":"+AZ55*$G$9/10000*IF($H42=0,100,$H42)","v":0},{"$f":"+BA55*$G$9/10000*IF($H43=0,100,$H43)","v":0},{"$f":"+BB55*$G$9/10000*IF($H44=0,100,$H44)","v":0},{"$f":"+BC55*$G$9/10000*IF($H45=0,100,$H45)","v":0},{"$f":"+BD55*$G$9/10000*IF($H46=0,100,$H46)","v":0},{"$f":"+BE55*$G$9/100","v":1.0019999999999998},"Hpusedall",null,null,null,null,null,"Hpusedatnode=",null,{"$f":"+AB135","v":1},{"$f":"+AB136","v":1},{"$f":"+AB137","v":0},{"$f":"+AB138","v":0},{"$f":"+AB139","v":0},{"$f":"+AB140","v":0},{"$f":"+AB141","v":0},{"$f":"+AB142","v":0},{"$f":"+AB143","v":0},{"$f":"+AB144","v":0},{"$f":"+AB145","v":0},{"$f":"+AB146","v":0},{"$f":"+AB147","v":0},{"$f":"+AB148","v":0},{"$f":"+AB149","v":0},{"$f":"+AB150","v":0},{"$f":"+AB151","v":0},{"$f":"+AB152","v":0},{"$f":"+AB153","v":0},{"$f":"+AB154","v":0},null,"Kfactor",{"$f":"+(10000+SUMPRODUCT(CJ65:CJ104,$DB65:$DB104,CJ65:CJ104,$DB65:$DB104))/10000/CJ58^2","v":53.71915658655869},{"$f":"+(10000+SUMPRODUCT(CK65:CK104,$DB65:$DB104,CK65:CK104,$DB65:$DB104))/10000/CK58^2","v":9.9159513019256043},4.4455939523175934,2.9525063601098362,2.5435628082451212,2.1545083586876546,1.9219634573639526,1.7716555281069311,1.6596000100668269,1.5746495250930925,1.457727079015986,1.3754135973720927,1.3164002237686001,1.2386431395115394,1.1957067448984675,1.1957067448984675,1.1957067448984675,1.1957067448984675,null,null,null,null,null,null,null,null,null,null,null,null,null,null,null,null,null,null,null,null,null,null,null,null,null,null,null,null,null,null,null,null,null,null,null,null,null,null,null,null,null,null,null,null,null,null,12]
["                         %Zs=100/(Isc/Idmd)/(Idmd/Idrv) ahead of PCC",null,null,null,null,null,null,null,null,null,null,null,null,"HPpu12pul=",{"$f":"SUMIF($AF$182:$BD$182,\"=2\",$AF$183:$BD$183)/$N$9","v":0},"11<=<17",2,2,3.5,3.5,4.5,4.5,5.5,5.5,7,null,null,null,9,"Hpacmtr=",null,{"$f":"+IF(AF54=9,AF55,0)","v":0},0,0,0,0,0,0,0,0,0,0,0,0,0,0,0,0,0,0,0,0,0,0,0,0,null,"Hpacmtr",null,null,null,null,null,null,null,null,null,null,null,null,null,null,null,null,null,null,null,null,null,null,null,null,null,null,null,null,"%Ithd",{"$f":"+SQRT(SUMSQ(CJ65:CJ104))","v":73.159242958971589},{"$f":"+SQRT(SUMSQ(CK65:CK104))","v":24.526280095027175},14.15019803119502,11.58489278244023,11.806750581029306,11.010636221034906,8.954619068906883,7.6499282150485701,6.7897784824199254,6.1977575934197926,5.4029854958077834,4.8653066911101757,4.4669270506652614,3.893930633341419,3.555648063517951,3.555648063517951,3.555648063517951,3.555648063517951,null,null,null,null,null,null,null,null,null,null,null,null,null,null,null,null,null,null,null,null,null,null,null,null,null,null,null,null,null,null,null,null,null,null,null,null,null,null,null,null,null,null,null,null,null,null,5.5]
["For %TDD  with  Isc/Idmd ratios of         <20     20-50     50-100   100-1000   >1000",null,null,null,null,null,null,null,null,null,null,null,null,"HPpu18pul=",{"$f":"SUMIF($AF$182:$BD$182,\"=3\",$AF$183:$BD$183)/$N$9","v":0},"17<=<23",1.5,1.5,2.5,2.5,4,4,5,5,6,null,null,null,8,"Hpactf=",null,{"$f":"+IF(AF54=8,AF55,0)","v":0},0,0,0,0,0,0,0,0,0,0,0,0,0,0,0,0,0,0,0,0,0,0,0,0,null,"Hpactf",null,null,null,null,null,null,null,null,null,null,null,null,null,null,null,null,null,null,null,null,null,null,null,null,null,null,null,null,"Irms/If",{"$f":"+SQRT(1+(CJ57/100)^2)","v":1.2390429706160249},{"$f":"+SQRT(1+(CK57/100)^2)","v":1.0296377234396439},1.0099617866197728,1.0066881215540708,1.0069458455787299,1.006043443892557,1.004001255112225,1.0029218016224095,1.0023024040597894,1.0019187691218681,1.0014585489309036,1.0011828608799973,1.0009971746851221,1.0007578476223544,1.0006319319885608,1.0006319319885608,1.0006319319885608,1.0006319319885608,null,null,null,null,null,null,null,null,null,null,null,null,null,null,null,null,null,null,null,null,null,null,null,null,null,null,null,null,null,null,null,null,null,null,null,null,null,null,null,null,null,null,null,null,null,null,5]
["   %TDD will be less than                                5           8             12          15           20%",null,null,null,null,null,null,null,null,null,"    meeting IEEE519  reqmts.",null,null,"Mult6pul",{"$f":"+$O$56+0.25*($O$57+$O$58)","v":1},"23<=<35",0.6,0.6,1,1,1.5,1.5,2,2,2.5,null,null,null,"all-8","HPdrv&acm",null,{"$f":"+AF55-AF58","v":1},0,0,0,0,0,0,0,0,0,0,0,0,0,0,0,0,0,0,0,0,0,0,0,0,null,"HPdrv&acm-actf",null,null,null,{"$f":"+P26","v":0.40373387361688928},null,"HPdrv&acm-actf",null,null,null,null,null,null,null,null,null,null,null,null,null,null,null,null,null,null,null,null,null,null,"Ih/If",{"$f":"+CJ57/100","v":0.73159242958971593},{"$f":"+CK57/100","v":0.24526280095027175},0.14150198031195019,0.1158489278244023,0.11806750581029306,0.11010636221034906,8.9546190689068828E-2,7.6499282150485695E-2,6.7897784824199253E-2,6.1977575934197927E-2,5.4029854958077835E-2,4.8653066911101758E-2,4.4669270506652613E-2,3.8939306333414192E-2,3.5556480635179508E-2,3.5556480635179508E-2,3.5556480635179508E-2,3.5556480635179508E-2,null,null,null,null,null,null,null,null,null,null,null,null,null,null,null,null,null,null,null,null,null,null,null,null,null,null,null,null,null,null,null,null,null,null,null,null,null,null,null,null,null,null,null,null,null,null,2]
["   if the Idmd/Idrv ratio is greater than       10         6.7           4.5         3.6          2.7",null,null,null,null,null,null,null,null,null,null,null,null,"Mult6&12",{"$f":"+$O$56+1.414*$O$57+0.25*$O$58","v":1},"<35",0.3,0.3,0.5,0.5,0.7,0.7,1,1,1.4,null,null,null,null,"Hpuseddrvs&acmtrs=",null,{"$f":"+AF59*$G$9/10000*IF($H22=0,100,$H22)","v":1},{"$f":"+AG59*$G$9/10000*IF($H23=0,100,$H23)","v":0},{"$f":"+AH59*$G$9/10000*IF($H24=0,100,$H24)","v":0},{"$f":"+AI59*$G$9/10000*IF($H25=0,100,$H25)","v":0},{"$f":"+AJ59*$G$9/10000*IF($H26=0,100,$H26)","v":0},{"$f":"+AK59*$G$9/10000*IF($H27=0,100,$H27)","v":0},{"$f":"+AL59*$G$9/10000*IF($H28=0,100,$H28)","v":0},{"$f":"+AM59*$G$9/10000*IF($H29=0,100,$H29)","v":0},{"$f":"+AN59*$G$9/10000*IF($H30=0,100,$H30)","v":0},{"$f":"+AO59*$G$9/10000*IF($H31=0,100,$H31)","v":0},{"$f":"+AP59*$G$9/10000*IF($H32=0,100,$H32)","v":0},{"$f":"+AQ59*$G$9/10000*IF($H33=0,100,$H33)","v":0},{"$f":"+AR59*$G$9/10000*IF($H34=0,100,$H34)","v":0},{"$f":"+AS59*$G$9/10000*IF($H35=0,100,$H35)","v":0},{"$f":"+AT59*$G$9/10000*IF($H36=0,100,$H36)","v":0},{"$f":"+AU59*$G$9/10000*IF($H37=0,100,$H37)","v":0},{"$f":"+AV59*$G$9/10000*IF($H38=0,100,$H38)","v":0},{"$f":"+AW59*$G$9/10000*IF($H39=0,100,$H39)","v":0},{"$f":"+AX59*$G$9/10000*IF($H40=0,100,$H40)","v":0},{"$f":"+AY59*$G$9/10000*IF($H41=0,100,$H41)","v":0},{"$f":"+AZ59*$G$9/10000*IF($H42=0,100,$H42)","v":0},{"$f":"+BA59*$G$9/10000*IF($H43=0,100,$H43)","v":0},{"$f":"+BB59*$G$9/10000*IF($H44=0,100,$H44)","v":0},{"$f":"+BC59*$G$9/10000*IF($H45=0,100,$H45)","v":0},{"$f":"+BD59*$G$9/10000*IF($H46=0,100,$H46)","v":0},null,"Hpuseddrvs&acmtrs=",null,null,null,{"$f":"+P27","v":1.8401547628115792E-4},null,"Hpuseddrvs&acmtrs=",null,{"$f":"+Y135","v":1},{"$f":"+Y136","v":1},{"$f":"+Y137","v":0},{"$f":"+Y138","v":0},{"$f":"+Y139","v":0},{"$f":"+Y140","v":0},{"$f":"+Y141","v":0},{"$f":"+Y142","v":0},{"$f":"+Y143","v":0},{"$f":"+Y144","v":0},{"$f":"+Y145","v":0},{"$f":"+Y146","v":0},{"$f":"+Y147","v":0},{"$f":"+Y148","v":0},{"$f":"+Y149","v":0},{"$f":"+Y150","v":0},{"$f":"+Y151","v":0},{"$f":"+Y152","v":0},{"$f":"+Y153","v":0},{"$f":"+Y154","v":0},null,"DispPF",0.94699999999999995,0.94599999999999995,0.94699999999999995,0.94399999999999995,0.94099999999999995,0.93899999999999995,0.93700000000000006,0.93600000000000005,0.93400000000000005,0.93300000000000005,0.93200000000000005,0.93200000000000005,0.93100000000000005,0.93200000000000005,0.93300000000000005,0.9,0.9,0.9,null,null,null,null,null,null,null,null,null,null,null,null,null,null,null,null,null,null,null,null,null,null,null,null,null,null,null,null,null,null,null,null,null,null,null,null,null,null,null,null,null,null,null,null,null,null,1]
[null,null,null,null,null,null,null,"   ",null,null,null,null,null,"Mult6&18",{"$f":"+$O$56+0.25*$O$57+1.732*$O$58","v":1},null,"Harmonic Table from IEEE519 Table 10.3",null,null,null,null,null,null,null,null,null,null,null,null,"Hpusedactfilt=",null,{"$f":"+AF56-AF60","v":0},{"$f":"+AG56-AG60","v":0},0,0,0,0,0,0,0,0,0,0,0,0,0,0,0,0,0,0,0,0,0,0,0,null,null,null,null,null,{"$f":"+P30","v":4.1717815801545218E-6},null,null,null,null,null,null,null,null,null,null,null,null,null,null,null,null,null,null,null,null,null,null,null,null,"ActPF",0.93200000000000005,0.90800000000000003,0.93200000000000005,0.93500000000000005,0.93300000000000005,0.93200000000000005,0.93,0.92900000000000005,0.92800000000000005,0.92700000000000005,0.92500000000000004,0.92400000000000004,0.92300000000000004,0.92200000000000004,0.92300000000000004,0.9,0.9,0.9,null,null,null,null,null,null,null,null,null,null,null,null,null,null,null,null,null,null,null,null,null,null,null,null,null,null,null,null,null,null,null,null,null,null,null,null,null,null,null,null,null,null,null,null,null,null,0]
[null,null,null,null,null,null,null,null,null,null,null,null,null,"Multall",{"$f":"+$O$56+1.414*$O$57+1.732*$O$58","v":1},null,null,null,null,null,null,null,null,null,null,null,null,null,"all-8-9","Hpdrv=",null,{"$f":"+(AF55-AF58-AF57)","v":1},0,0,0,0,0,0,0,0,0,0,0,0,0,0,0,0,0,0,0,0,0,0,0,0,null,"Hpdrv",null,null,null,null,null,"HPdrvs=",null,{"$f":"+AD135","v":1},{"$f":"+AD136","v":1},{"$f":"+AD137","v":0},{"$f":"+AD138","v":0},{"$f":"+AD139","v":0},{"$f":"+AD140","v":0},{"$f":"+AD141","v":0},{"$f":"+AD142","v":0},{"$f":"+AD143","v":0},{"$f":"+AD144","v":0},{"$f":"+AD145","v":0},{"$f":"+AD146","v":0},{"$f":"+AD147","v":0},{"$f":"+AD148","v":0},{"$f":"+AD149","v":0},{"$f":"+AD150","v":0},{"$f":"+AD151","v":0},{"$f":"+AD152","v":0},{"$f":"+AD153","v":0},{"$f":"+AD154","v":0},null,"%Vthd",2.145,1.619,2.145,3.2669999999999999,4.2430000000000003,5.1120000000000001,5.9080000000000004,6.6280000000000001,7.2729999999999997,7.8760000000000003,8.9510000000000005,9.8919999999999995,10.734999999999999,12.167,13,90,90,90,null,null,null,null,null,null,null,null,null,null,null,null,null,null,null,null,null,null,null,null,null,null,null,null,null,null,null,null,null,null,null,null,null,null,null,null,null,null,null,null,null,null,null,null,null,null,0]
["Mitigation Methods",null,null,null,null,null,null,null,null,null,null,null,null,"Wire Table",null,null,null,null,"75degC",null,null,null,null,null,null,null,null,null,null,"Hpdrvused=",null,{"$f":"+AF62*$G$9/10000*IF($H$22=0,100,$H$22)","v":1},{"$f":"+AG62*$G$9/10000*IF($H23=0,100,$H23)","v":0},{"$f":"+AH62*$G$9/10000*IF($H$24=0,100,$H$24)","v":0},{"$f":"+AI62*$G$9/10000*IF($H$25=0,100,$H$25)","v":0},{"$f":"+AJ62*$G$9/10000*IF($H$26=0,100,$H$26)","v":0},{"$f":"+AK62*$G$9/10000*IF($H$27=0,100,$H$27)","v":0},{"$f":"+AL62*$G$9/10000*IF($H$28=0,100,$H$28)","v":0},{"$f":"+AM62*$G$9/10000*IF($H$29=0,100,$H$29)","v":0},{"$f":"+AN62*$G$9/10000*IF($H$30=0,100,$H$30)","v":0},{"$f":"+AO62*$G$9/10000*IF($H$31=0,100,$H$31)","v":0},{"$f":"+AP62*$G$9/10000*IF($H$32=0,100,$H$32)","v":0},{"$f":"+AQ62*$G$9/10000*IF($H$33=0,100,$H$33)","v":0},{"$f":"+AR62*$G$9/10000*IF($H$34=0,100,$H$34)","v":0},{"$f":"+AS62*$G$9/10000*IF($H$35=0,100,$H$35)","v":0},{"$f":"+AT62*$G$9/10000*IF($H$36=0,100,$H$36)","v":0},{"$f":"+AU62*$G$9/10000*IF($H$37=0,100,$H$37)","v":0},{"$f":"+AV62*$G$9/10000*IF($H$38=0,100,$H$38)","v":0},{"$f":"+AW62*$G$9/10000*IF($H$39=0,100,$H$39)","v":0},{"$f":"+AX62*$G$9/10000*IF($H$40=0,100,$H$40)","v":0},{"$f":"+AY62*$G$9/10000*IF($H$41=0,100,$H$41)","v":0},{"$f":"+AZ62*$G$9/10000*IF($H$42=0,100,$H$42)","v":0},{"$f":"+BA62*$G$9/10000*IF($H$43=0,100,$H$43)","v":0},{"$f":"+BB62*$G$9/10000*IF($H$44=0,100,$H$44)","v":0},{"$f":"+BC62*$G$9/10000*IF($H$45=0,100,$H$45)","v":0},{"$f":"+BD62*$G$9/10000*IF($H$46=0,100,$H$46)","v":0},null,"Hpdrvused=",null,null,null,null,null,"HPuseddrv=",null,{"$f":"+AC135","v":1.0019999999999998},{"$f":"+AC136","v":1.0009999999999999},{"$f":"+AC137","v":1E-3},{"$f":"+AC138","v":1E-3},{"$f":"+AC139","v":1E-3},{"$f":"+AC140","v":1E-3},{"$f":"+AC141","v":1E-3},{"$f":"+AC142","v":1E-3},{"$f":"+AC143","v":1E-3},{"$f":"+AC144","v":1E-3},{"$f":"+AC145","v":1E-3},{"$f":"+AC146","v":1E-3},{"$f":"+AC147","v":1E-3},{"$f":"+AC148","v":1E-3},{"$f":"+AC149","v":1E-3},{"$f":"+AC150","v":1E-3},{"$f":"+AC151","v":1E-3},{"$f":"+AC152","v":1E-3},{"$f":"+AC153","v":1E-3},{"$f":"+AC154","v":1E-3},null,"Vrms/Vs",0.99739999999999995,0.99809999999999999,0.99739999999999995,0.99170000000000003,0.98740000000000006,0.98299999999999998,0.97860000000000003,0.97409999999999997,0.9698,0.96530000000000005,0.95640000000000003,0.94769999999999999,0.93879999999999997,0.92179999999999995,0.90920000000000001,0.09,0.09,0.09,null,null,null,null,null,null,null,null,null,null,null,null,null,null,null,null,null,null,null,null,null,null,null,null,null,null,null,null,null,null,null,null,null,null,null,null,null,null,null,null,null,null,null,null,null,null,0]
["A 1.5 to 5% Line Reactor will improve both %Vthd & &TDD with equivalent loss of voltage. ",null,null,null,null,null,null,null,null,null,null,null,null,"Wire size","Xl pvc, al","Rdc cu 1kf","Z(ohm/ft)",null,"Ampacity",null,null,null,null,null,null,null,null,null,null,"%Loading",null,{"$f":"+IF($H22=0,100,$H22)","v":100},{"$f":"+IF($H23=0,100,$H23)","v":100},{"$f":"+IF($H24=0,100,$H24)","v":100},{"$f":"+IF($H25=0,100,$H25)","v":100},{"$f":"+IF($H26=0,100,$H26)","v":100},{"$f":"+IF($H27=0,100,$H27)","v":100},{"$f":"+IF($H28=0,100,$H28)","v":100},{"$f":"+IF($H29=0,100,$H29)","v":100},{"$f":"+IF($H30=0,100,$H30)","v":100},{"$f":"+IF($H31=0,100,$H31)","v":100},{"$f":"+IF($H32=0,100,$H32)","v":100},{"$f":"+IF($H33=0,100,$H33)","v":100},{"$f":"+IF($H34=0,100,$H34)","v":100},{"$f":"+IF($H35=0,100,$H35)","v":100},{"$f":"+IF($H36=0,100,$H36)","v":100},{"$f":"+IF($H37=0,100,$H37)","v":100},{"$f":"+IF($H38=0,100,$H38)","v":100},{"$f":"+IF($H39=0,100,$H39)","v":100},{"$f":"+IF($H40=0,100,$H40)","v":100},{"$f":"+IF($H41=0,100,$H41)","v":100},{"$f":"+IF($H42=0,100,$H42)","v":100},{"$f":"+IF($H43=0,100,$H43)","v":100},{"$f":"+IF($H44=0,100,$H44)","v":100},{"$f":"+IF($H45=0,100,$H45)","v":100},{"$f":"+IF($H46=0,100,$H46)","v":100},null,null,null,null,null,null,null,"Vpri",{"$f":"+G6","v":13200},{"$f":"+G6","v":13200},{"$f":"+HLOOKUP(BO53,$BM$1:$CG$65,65,0)","v":13200},{"$f":"+HLOOKUP(BP53,$BM$1:$CG$65,65,0)","v":1E-3},{"$f":"+HLOOKUP(BQ53,$BM$1:$CG$65,65,0)","v":1E-3},1E-3,1E-3,1E-3,1E-3,1E-3,1E-3,1E-3,1E-3,1E-3,1E-3,1E-3,1E-3,1E-3,1E-3,1E-3,1E-3,null,"Vbus/Vs",1.3883000000000001,1.3904000000000001,1.3883000000000001,1.3779999999999999,1.36985,1.3620000000000001,1.3540000000000001,1.3463000000000001,1.3388,1.331,1.3165,1.3024,1.2885,1.2619,1.2428999999999999,0.5,0.5,0.5,null,null,null,null,null,null,null,null,null,null,null,null,null,null,null,null,null,null,null,null,null,null,null,null,null,null,null,null,null,null,null,null,null,null,null,null,null,null,null,null,null,null,null,null,null,null,0]
["    The  improvement amounts can be checked using the Calculator above adding the reactor % to %Zf.",null,null,null,null,null,null,null,null,null,null,null,null,0,1,1,9.9999999999999994E-12,0,0,null,"K=",{"$f":"746/1.732/V66/V67/V68","v":430.715935334873},{"$f":"746/1.732/W66/W67/W68","v":583.44804813555902},null,null,null,null,null,null,"ActMult",null,{"$f":"+IF(AF$54=6,10000/($G$9*AF64+0.00001),1)","v":1},1,1,1,1,1,1,1,1,1,1,1,1,1,1,1,1,1,1,1,1,1,1,1,1,null,null,null,null,null,null,null,"Vsec",1E-3,{"$f":"+G6","v":13200},{"$f":"+F12","v":480},{"$f":"+F13","v":0},{"$f":"+F14","v":0},{"$f":"+F15","v":0},{"$f":"+F16","v":0},{"$f":"+F17","v":0},{"$f":"+F18","v":0},{"$f":"+F19","v":0},{"$f":"+F20","v":0},{"$f":"+HLOOKUP(BX53,$BM$1:$CG$65,65,0)","v":1E-3},1E-3,1E-3,1E-3,1E-3,1E-3,1E-3,1E-3,1E-3,1E-3,null,"%I2nd",1.6733976776339487E-2,5.6892628866284404E-3,8.9625234199687445E-2,3.2455288000091771E-3,8.605662760164369E-3,5.8100214543923417E-2,0.12317242881745624,0.2036545285308608,0.22654776083903838,0.33743453853442068,0.48746651527264034,0.63191450505189695,0.73780687440357628,0.83587988707400318,0.86320320723856103,0.86320320723856103,0.86320320723856103,0.86320320723856103,2,null,null,null,null,null,null,null,null,null,null,null,null,null,null,null,null,null,null,null,null,null,null,null,null,null,null,null,null,null,null,null,null,null,null,null,null,null,null,null,null,null,null,null,null,null,0]
[null,null,null,null,null,null,null,null,null,null,null,null,null,"1",4.5999999999999999E-2,0.16,{"$f":"SQRT(O66^2+P66^2)/1000","v":1.6648123017325405E-4},1,130,null,"Effdrv=",1,0.96499999999999997,null,null,null,null,null,null,"Vinput",null,{"$f":"+HLOOKUP(AF53,$BM$1:$CG$65,65,0)","v":480},1E-3,1E-3,1E-3,1E-3,1E-3,1E-3,1E-3,1E-3,1E-3,1E-3,1E-3,1E-3,1E-3,1E-3,1E-3,1E-3,1E-3,1E-3,1E-3,1E-3,1E-3,1E-3,1E-3,1E-3,null," =Vinput",null,null,null,null,null,"%Znode",0,{"$f":"+N7-N6","v":2.2789390244699892E-4},{"$f":"+N6","v":2.0966275487414631E-3},{"$f":"+E13/(D13+0.00001)*BP55/$G$10","v":0},{"$f":"+E14/(D14+0.00001)*BQ55/$G$10","v":0},{"$f":"+$E15/($D15+0.00001)*BR55/$G$10","v":0},{"$f":"+$E16/($D16+0.00001)*BS55/$G$10","v":0},{"$f":"+$E17/($D17+0.00001)*BT55/$G$10","v":0},{"$f":"+$E18/($D18+0.00001)*BU55/$G$10","v":0},{"$f":"+$E19/($D19+0.00001)*BV55/$G$10","v":0},{"$f":"+$E20/($D20+0.00001)*BW55/$G$10","v":0},{"$f":"+VLOOKUP($K11,$N$65:$R$94,4,0)*$M11/($L11+0.00001)*746/G10*BX55/(BX64+0.00001)^2","v":0},{"$f":"+VLOOKUP($K12,$N$65:$R$94,4,0)*$M12/($L12+0.00001)*746/G10*BY55/(BY64+0.00001)^2","v":0},{"$f":"+VLOOKUP($K13,$N$65:$R$94,4,0)*$M13/($L13+0.00001)*746/G10*BZ55/(BZ64+0.00001)^2","v":0},{"$f":"+VLOOKUP($K14,$N$65:$R$94,4,0)*$M14/($L14+0.00001)*746/G10*CA55/(CA64+0.00001)^2","v":0},{"$f":"+VLOOKUP($K15,$N$65:$R$94,4,0)*$M15/($L15+0.00001)*746/G10*CB55/(CB64+0.00001)^2","v":0},{"$f":"+VLOOKUP($K16,$N$65:$R$94,4,0)*$M16/($L16+0.00001)*746/G10*CC55/(CC64+0.00001)^2","v":0},{"$f":"+VLOOKUP($K17,$N$65:$R$94,4,0)*$M17/($L17+0.00001)*746/G10*CD55/(CD64+0.00001)^2","v":0},{"$f":"+VLOOKUP($K18,$N$65:$R$94,4,0)*$M18/($L18+0.00001)*746/G10*CE55/(CE64+0.00001)^2","v":0},{"$f":"+VLOOKUP($K19,$N$65:$R$94,4,0)*$M19/($L19+0.00001)*746/G10*CF55/(CF64+0.00001)^2","v":0},{"$f":"+VLOOKUP($K20,$N$65:$R$94,4,0)*$M20/($L20+0.00001)*746/G10*CG55/(CG64+0.00001)^2","v":0},null,"%I3rd",2.9425384242893737,2.9912381489945816,3.2842843031546929,5.0979228242288306,7.0979985165049309,7.4646778095147317,5.2953670066117411,3.8133570488391761,2.895776727903955,2.3177071791913693,1.6360019945233881,1.2609649577666355,1.0245329856425842,0.75485984827996078,0.62965282789215504,0.62965282789215504,0.62965282789215504,0.62965282789215504,3,null,null,null,null,null,null,null,null,null,null,null,null,null,null,null,null,null,null,null,null,null,null,null,null,null,null,null,null,null,null,null,null,null,null,null,null,null,null,null,null,null,null,null,null,null,0]
["A  5th harmonic trap filter is sized for about a  KVAR  =  Drive KVA / 3. ",null,null,null,null,null,null,null,null,null,null,null,null,"1/0",4.3999999999999997E-2,0.127,1.3440610105199837E-4,{"$f":"+R66+1","v":2},150,null,"Effmtr=",1,0.85,null,null,null,null,null,null,"%Zatdrv",null,{"$f":"+IF(AF75=4,0,IF(AF75=7,0,$M22))","v":5},{"$f":"+IF(AG75=4,0,IF(AG75=7,0,$M23))","v":0},{"$f":"+IF(AH75=4,0,IF(AH75=7,0,$M24))","v":0},{"$f":"+IF(AI75=4,0,IF(AI75=7,0,$M25))","v":0},{"$f":"+IF(AJ75=4,0,IF(AJ75=7,0,$M26))","v":0},{"$f":"+IF(AK75=4,0,IF(AK75=7,0,$M27))","v":0},{"$f":"+IF(AL75=4,0,IF(AL75=7,0,$M28))","v":0},{"$f":"+IF(AM75=4,0,IF(AM75=7,0,$M29))","v":0},{"$f":"+IF(AN75=4,0,IF(AN75=7,0,$M30))","v":0},{"$f":"+IF(AO75=4,0,IF(AO75=7,0,$M31))","v":0},{"$f":"+IF(AP75=4,0,IF(AP75=7,0,$M32))","v":0},{"$f":"+IF(AQ75=4,0,IF(AQ75=7,0,$M33))","v":0},{"$f":"+IF(AR75=4,0,IF(AR75=7,0,$M34))","v":0},{"$f":"+IF(AS75=4,0,IF(AS75=7,0,$M35))","v":0},{"$f":"+IF(AT75=4,0,IF(AT75=7,0,$M36))","v":0},{"$f":"+IF(AU75=4,0,IF(AU75=7,0,$M37))","v":0},{"$f":"+IF(AV75=4,0,IF(AV75=7,0,$M38))","v":0},{"$f":"+IF(AW75=4,0,IF(AW75=7,0,$M39))","v":0},{"$f":"+IF(AX75=4,0,IF(AX75=7,0,$M40))","v":0},{"$f":"+IF(AY75=4,0,IF(AY75=7,0,$M41))","v":0},{"$f":"+IF(AZ75=4,0,IF(AZ75=7,0,$M42))","v":0},{"$f":"+IF(BA75=4,0,IF(BA75=7,0,$M43))","v":0},{"$f":"+IF(BB75=4,0,IF(BB75=7,0,$M44))","v":0},{"$f":"+IF(BC75=4,0,IF(BC75=7,0,$M45))","v":0},{"$f":"+IF(BD75=4,0,IF(BD75=7,0,$M46))","v":0},null," =%Ztotdrv",null,null,null,null,null,"%Znode/HP=",null,{"$f":"+BN66/(BN63+0.00001)","v":2.2743675457031261E-4},2.0945120915290189E-3,0,0,0,0,0,0,0,0,0,0,0,0,0,0,0,0,0,0,null,"%I4th",1.9268339675471011E-2,3.2778315310422058E-2,5.4311006667842096E-2,9.7454020473139343E-3,2.0338453832848324E-2,1.318899790895554E-2,8.1817638655608087E-3,2.5840523702329796E-3,7.4495378656745737E-3,4.2907438444338862E-3,9.0247344645238686E-3,7.9222196680758319E-3,5.8830068489180536E-3,6.3783565015753056E-3,7.019755070803527E-3,7.019755070803527E-3,7.019755070803527E-3,7.019755070803527E-3,4,null,null,null,null,null,null,null,null,null,null,null,null,null,null,null,null,null,null,null,null,null,null,null,null,null,null,null,null,null,null,null,null,null,null,null,null,null,null,null,null,null,null,null,null,null,0]
["     It is tuned to the 4.77th harmonic ",null,null,null,null,null,null,null,null,null,null,null,null,"10",0.05,1.26,1.2609916732476865E-3,{"$f":"+R67+1","v":3},35,null,"Pfin=",1,0.9,null,null,null,null,null,null,"%Zs=",null,{"$f":"+AF56*(HLOOKUP(AF80,$BM$1:$CG$70,67,0)+HLOOKUP(AF81,$BM$1:$CG$70,67,0)+HLOOKUP(AF82,$BM$1:$CG$70,67,0)+HLOOKUP(AF83,$BM$1:$CG$70,67,0)+HLOOKUP(AF84,$BM$1:$CG$70,67,0)+HLOOKUP(AF85,$BM$1:$CG$70,67,0)+HLOOKUP(AF86,$BM$1:$CG$70,67,0)+HLOOKUP(AF87,$BM$1:$CG$70,67,0)+HLOOKUP(AF88,$BM$1:$CG$70,67,0)+HLOOKUP(AF89,$BM$1:$CG$70,67,0)+HLOOKUP(AF90,$BM$1:$CG$70,67,0)+HLOOKUP(AF91,$BM$1:$CG$70,67,0)+HLOOKUP(AF92,$BM$1:$CG$70,67,0)+HLOOKUP(AF93,$BM$1:$CG$70,67,0)+HLOOKUP(AF94,$BM$1:$CG$70,67,0)+HLOOKUP(AF95,$BM$1:$CG$70,67,0)+HLOOKUP(AF96,$BM$1:$CG$70,67,0)+HLOOKUP(AF97,$BM$1:$CG$70,67,0)+HLOOKUP(AF98,$BM$1:$CG$70,67,0)+HLOOKUP(AF99,$BM$1:$CG$70,67,0)+HLOOKUP(AF100,$BM$1:$CG$70,67,0))","v":2.3219488460993316E-3},{"$f":"+AG56*(HLOOKUP(AG80,$BM$1:$CG$70,67,0)+HLOOKUP(AG81,$BM$1:$CG$70,67,0)+HLOOKUP(AG82,$BM$1:$CG$70,67,0)+HLOOKUP(AG83,$BM$1:$CG$70,67,0)+HLOOKUP(AG84,$BM$1:$CG$70,67,0)+HLOOKUP(AG85,$BM$1:$CG$70,67,0)+HLOOKUP(AG86,$BM$1:$CG$70,67,0)+HLOOKUP(AG87,$BM$1:$CG$70,67,0)+HLOOKUP(AG88,$BM$1:$CG$70,67,0)+HLOOKUP(AG89,$BM$1:$CG$70,67,0)+HLOOKUP(AG90,$BM$1:$CG$70,67,0)+HLOOKUP(AG91,$BM$1:$CG$70,67,0)+HLOOKUP(AG92,$BM$1:$CG$70,67,0)+HLOOKUP(AG93,$BM$1:$CG$70,67,0)+HLOOKUP(AG94,$BM$1:$CG$70,67,0)+HLOOKUP(AG95,$BM$1:$CG$70,67,0)+HLOOKUP(AG96,$BM$1:$CG$70,67,0)+HLOOKUP(AG97,$BM$1:$CG$70,67,0)+HLOOKUP(AG98,$BM$1:$CG$70,67,0)+HLOOKUP(AG99,$BM$1:$CG$70,67,0)+HLOOKUP(AG100,$BM$1:$CG$70,67,0))","v":0},0,0,0,0,0,0,0,0,0,0,0,0,0,0,0,0,0,0,0,0,0,0,0,{"$f":"+N7-N6","v":2.2789390244699892E-4},null,null,null,null,null,null,"%Zsbefnode=",null,{"$f":"+BF127","v":2.2789390244699892E-4},2.3242940121640638E-3,0,0,0,0,0,0,0,0,0,0,0,0,0,0,0,0,0,0,null,"%I5th",6.470036040725631E-2,2.2843955037998354E-2,0.15432803231332162,1.8823182586801955E-2,3.1517778279624271E-2,4.4399400728197862E-2,3.1960449999671181E-2,1.9767327214502823E-2,1.2371857824655214E-2,1.0118779949994262E-2,5.1476812828945848E-3,2.1280455206161373E-3,1.3853461946245948E-3,2.1842070325014057E-3,6.8934802663912697E-3,6.8934802663912697E-3,6.8934802663912697E-3,6.8934802663912697E-3,5,null,null,null,null,null,null,null,null,null,null,null,null,null,null,null,null,null,null,null,null,null,null,null,null,null,null,null,null,null,null,null,null,null,null,null,null,null,null,null,null,null,null,null,null,null,{"$f":"X68","v":0}]
["     It should have at minimum a 5% series reactor or equivalent impedance transformer ahead of it ",null,null,null,null,null,null,null,null,null,null,null,null,"1000",3.6999999999999998E-2,1.32E-2,3.9284093473058529E-5,4,545,null,null,null,null,null,null,null,null,null,null,"%Zloop=",null,{"$f":"+MAX(AF67+AF68,0.1)","v":5.0023219488460997},{"$f":"+MAX(AG67+AG68,0.1)","v":0.1},0.1,0.1,0.1,0.1,0.1,0.1,0.1,0.1,0.1,0.1,0.1,0.1,0.1,0.1,0.1,0.1,0.1,0.1,0.1,0.1,0.1,0.1,0.1,null," =%Zloop6=",null,null,null,null,null,"%Zfaftnode=",null,{"$f":"+AD107","v":5.0070947260777601},{"$f":"+AD108","v":5},{"$f":"+AD109","v":{"$error":"#DIV/0!"}},{"$f":"+AD110","v":{"$error":"#DIV/0!"}},{"$f":"+AD111","v":{"$error":"#DIV/0!"}},{"$f":"+AD112","v":{"$error":"#DIV/0!"}},{"$f":"+AD113","v":{"$error":"#DIV/0!"}},{"$f":"+AD114","v":{"$error":"#DIV/0!"}},{"$f":"+AD115","v":{"$error":"#DIV/0!"}},{"$f":"+AD116","v":{"$error":"#DIV/0!"}},{"$f":"+AD117","v":{"$error":"#DIV/0!"}},{"$f":"+AD118","v":{"$error":"#DIV/0!"}},{"$f":"+AD119","v":{"$error":"#DIV/0!"}},{"$f":"+AD120","v":{"$error":"#DIV/0!"}},{"$f":"+AD121","v":{"$error":"#DIV/0!"}},{"$f":"+AD122","v":{"$error":"#DIV/0!"}},{"$f":"+AD123","v":{"$error":"#DIV/0!"}},{"$f":"+AD124","v":{"$error":"#DIV/0!"}},{"$f":"+AD125","v":{"$error":"#DIV/0!"}},{"$f":"+AD126","v":{"$error":"#DIV/0!"}},null,"%I6th",0.11515460283423772,1.9737229322626431E-2,6.9060189420087376E-2,6.1368364224650375E-3,2.506520826201011E-2,7.7674890706409105E-3,6.693690546854497E-3,4.0693104098742886E-3,2.9048606200293959E-3,2.0481552475595556E-3,1.0811580262113695E-3,6.592900549218416E-3,4.9677341651571697E-3,4.5849607996872451E-3,7.8328229676031952E-3,7.8328229676031952E-3,7.8328229676031952E-3,7.8328229676031952E-3,6,null,null,null,null,null,null,null,null,null,null,null,null,null,null,null,null,null,null,null,null,null,null,null,null,null,null,null,null,null,null,null,null,null,null,null,null,null,null,null,null,null,null,null,null,null,0]
["         to isolate it from other equipment on the utility line.",null,null,null,null,null,null,null,null,null,null,null,null,"12",5.3999999999999999E-2,2.0099999999999998,2.0107252422944311E-3,5,25,null,null,null,null,null,null,null,null,null,null,"%VMult",null,{"$f":"+HLOOKUP(AF53,$BM$1:$CG$70,61,0)*AF56/$U$12","v":0},0,0,0,0,0,0,0,0,0,0,0,0,0,0,0,0,0,0,0,0,0,0,0,0,null,null,null,null,null,null,null,"%Zs/Hpnode",{"$f":"(HLOOKUP(BM80,$BM$1:$CG$70,62,0)+HLOOKUP(BM81,$BM$1:$CG$70,62,0)+HLOOKUP(BM82,$BM$1:$CG$70,62,0)+HLOOKUP(BM83,$BM$1:$CG$70,62,0)+HLOOKUP(BM84,$BM$1:$CG$70,62,0)+HLOOKUP(BM85,$BM$1:$CG$70,62,0)+HLOOKUP(BM86,$BM$1:$CG$70,62,0)+HLOOKUP(BM87,$BM$1:$CG$70,62,0)+HLOOKUP(BM88,$BM$1:$CG$70,62,0)+HLOOKUP(BM89,$BM$1:$CG$70,62,0)+HLOOKUP(BM90,$BM$1:$CG$70,62,0)+HLOOKUP(BM91,$BM$1:$CG$70,62,0)+HLOOKUP(BM92,$BM$1:$CG$70,62,0)+HLOOKUP(BM93,$BM$1:$CG$70,62,0)+HLOOKUP(BM94,$BM$1:$CG$70,62,0)+HLOOKUP(BM95,$BM$1:$CG$70,62,0)+HLOOKUP(BM96,$BM$1:$CG$70,62,0)+HLOOKUP(BM97,$BM$1:$CG$70,62,0)+HLOOKUP(BM98,$BM$1:$CG$70,62,0)+HLOOKUP(BM99,$BM$1:$CG$70,62,0)+HLOOKUP(BM100,$BM$1:$CG$70,62,0))","v":0},1,2,0,0,0,0,0,0,0,0,0,0,0,0,0,0,0,0,0,0,null,"%I7th",4.6423943707705174E-2,4.1014055823097119E-2,2.0773822496714906E-2,5.0882578063590452E-3,2.6713088636927687E-2,4.9598330808444967E-2,3.2812865664175406E-2,1.9618732457884445E-2,1.4407245410910997E-2,9.8259161165843347E-3,5.3341710885624815E-3,5.4694887765868224E-3,3.0864856100119627E-3,6.4608879894137231E-3,8.3643706030179614E-3,8.3643706030179614E-3,8.3643706030179614E-3,8.3643706030179614E-3,7,null,null,null,null,null,null,null,null,null,null,null,null,null,null,null,null,null,null,null,null,null,null,null,null,null,null,null,null,null,null,null,null,null,null,null,null,null,null,null,null,null,null,null,null,null,0]
["     It should not be sized too much different than that as:",null,null,null,null,null,null,null,null,null,null,null,null,"1250",3.6999999999999998E-2,1.06E-2,3.8488439822887076E-5,6,590,null,null,{"$f":"+U16","v":3.9872262306498769E-2},null,null,null,null,null,null,null,{"$f":"+SUM(AF71:BD71)","v":0},null,{"$f":"+AF70*AF30","v":0},0,0,0,0,0,0,0,0,0,0,0,0,0,0,0,0,0,0,0,0,0,0,0,0,null,null,null,null,null,null,null,null,{"$f":"+BM74*BM70","v":0},1,0,0,0,0,0,0,0,0,0,0,0,0,0,0,0,0,0,0,0,null,"%I8th",0.18926442449673719,4.0911034298763568E-2,4.8946543826927973E-2,2.641725247618226E-3,1.2851087480505273E-2,2.8399215427950958E-3,4.5149251536207033E-3,8.3724003005767496E-3,5.1880950691792389E-3,6.173072414986905E-4,1.1220594049771854E-2,7.1565156470080604E-3,7.3956578998199711E-3,4.2736492806342546E-3,7.9298627970733858E-3,7.9298627970733858E-3,7.9298627970733858E-3,7.9298627970733858E-3,8,null,null,null,null,null,null,null,null,null,null,null,null,null,null,null,null,null,null,null,null,null,null,null,null,null,null,null,null,null,null,null,null,null,null,null,null,null,null,null,null,null,null,null,null,null,0]
["         Much smaller and the trap current may be too high",null,null,null,null,null,null,null,null,null,null,null,null,"14",5.8000000000000003E-2,3.19,{"$f":"SQRT(O72^2+P72^2)/1000","v":3.1905272291582153E-3},7,20,null,1,0.91,null,null,null,null,null,null,null,null,"%Z*HP=",{"$f":"+AF56*AF67","v":5},0,0,0,0,0,0,0,0,0,0,0,0,0,0,0,0,0,0,0,0,0,0,0,0,null,null,null,null,null,null,null,null,null,1,{"$f":"+COUNTIF($BD$80:$BD$100,BO1)","v":0},0,0,0,0,0,0,0,0,0,0,0,0,0,0,0,0,0,0,null,"%I9th",2.0675296037575337,0.4711928670397651,0.55353895067074477,0.60141939676369682,0.94099927801685168,1.0256266085920311,0.74301074697683078,0.56272562618007893,0.44611019671567581,0.3708027725219033,0.27465413111688342,0.21985343285407649,0.18760001970900511,0.14614191512530211,0.12394145102797706,0.12394145102797706,0.12394145102797706,0.12394145102797706,9,null,null,null,null,null,null,null,null,null,null,null,null,null,null,null,null,null,null,null,null,null,null,null,null,null,null,null,null,null,null,null,null,null,null,null,null,null,null,null,null,null,null,null,null,null,0]
["         Much larger and the input power factor will be too leading.",null,null,null,null,null,null,null,null,null,null,null,null,"1500",3.6999999999999998E-2,8.3300000000000006E-3,3.7926097874682543E-5,8,625,null,2,0.96,null,null,null,null,null,null,null,null,"Index",{"$f":"HLOOKUP(AF69,$CI$3:$CX$53,51,1)","v":7},1,1,1,1,1,1,1,1,1,1,1,1,1,1,1,1,1,1,1,1,1,1,1,1,null," =Index",null,null,null,null,null,"%Zn*HPdrv/HPd&m=",null,{"$f":"+BN66*BN63/(BN60+0.00001)","v":2.2834740677782507E-4},2.0987031892583117E-3,0,0,0,0,0,0,0,{"$f":"+BW66*BW63/(BW60+0.001)","v":0},{"$f":"+BX66*BX63/(BX60+0.00001)","v":0},0,0,0,0,0,0,0,0,0,null,"%I10th",9.9932601024817214E-2,2.9332031699670566E-2,4.4854729267268037E-2,7.3311430234462615E-3,1.6216349414483655E-3,1.2690875901455829E-2,1.5260286831768765E-2,1.1442320814617171E-2,2.8253081845984702E-2,3.1542657136140191E-2,5.3077804986367425E-2,6.9594326426636391E-2,8.4634500332967266E-2,0.10724174299154839,0.10965245868665573,0.10965245868665573,0.10965245868665573,0.10965245868665573,10,null,null,null,null,null,null,null,null,null,null,null,null,null,null,null,null,null,null,null,null,null,null,null,null,null,null,null,null,null,null,null,null,null,null,null,null,null,null,null,null,null,null,null,null,null,0]
["     It will reduce %TDD to about 1/3 of 6 pulse level without trap",null,null,null,null,null,null,null,null,null,null,null,null,"1750",3.6999999999999998E-2,7.5599999999999999E-3,3.7764448890457804E-5,9,650,null,3,0.98,null,null,null,null,null,null,null,null,"InterpFactor",{"$f":"+(AF69-HLOOKUP(AF73,$CI$1:$DA$3,3,0))/(HLOOKUP(AF73+1,$CI$1:$DA$3,3,0)-HLOOKUP(AF73,$CI$1:$CX$3,3,0))","v":2.3219488460997084E-3},0,0,0,0,0,0,0,0,0,0,0,0,0,0,0,0,0,0,0,0,0,0,0,0,null," =InterpFactor",null,null,null,null,null,"inPCCSpath=",0,{"$f":"+COUNTIF($BK$80:$BK$100,BN1)","v":1},0,0,0,0,0,0,0,0,0,0,0,0,0,0,0,0,0,0,0,null,"%I11th",56.147617043066411,21.04597195306479,10.534256949506108,8.3388696942095297,8.2713027850497447,7.0967440820214822,6.2074600607407717,5.7088153923855165,5.2709086324780436,4.913234326188288,4.3590724905976028,3.9378369634893344,3.6076908312157592,3.1166934147106939,2.826277092891087,2.826277092891087,2.826277092891087,2.826277092891087,11,null,null,null,null,null,null,null,null,null,null,null,null,null,null,null,null,null,null,null,null,null,null,null,null,null,null,null,null,null,null,null,null,null,null,null,null,null,null,null,null,null,null,null,null,null,0]
["     If this is not enough to meet IEE519 then other mitigating means should be used.",null,null,null,null,null,null,null,null,null,null,null,null,"2",4.4999999999999998E-2,0.20100000000000001,2.0597572672526249E-4,10,115,null,4,0.9,null,null,null,null,null,null,null,null,"ConvType",{"$f":"+IF($D22<1,9,$D22)","v":1},{"$f":"+IF($D23<1,9,$D23)","v":9},{"$f":"+IF($D24<1,9,$D24)","v":9},{"$f":"+IF($D25<1,9,$D25)","v":9},{"$f":"+IF($D26<1,9,$D26)","v":9},{"$f":"+IF($D27<1,9,$D27)","v":9},{"$f":"+IF($D28<1,9,$D28)","v":9},{"$f":"+IF($D29<1,9,$D29)","v":9},{"$f":"+IF($D30<1,9,$D30)","v":9},{"$f":"+IF($D31<1,9,$D31)","v":9},{"$f":"+IF($D32<1,9,$D32)","v":9},{"$f":"+IF($D33<1,9,$D33)","v":9},{"$f":"+IF($D34<1,9,$D34)","v":9},{"$f":"+IF($D35<1,9,$D35)","v":9},{"$f":"+IF($D36<1,9,$D36)","v":9},{"$f":"+IF($D37<1,9,$D37)","v":9},{"$f":"+IF($D38<1,9,$D38)","v":9},{"$f":"+IF($D39<1,9,$D39)","v":9},{"$f":"+IF($D40<1,9,$D40)","v":9},{"$f":"+IF($D41<1,9,$D41)","v":9},{"$f":"+IF($D42<1,9,$D42)","v":9},{"$f":"+IF($D43<1,9,$D43)","v":9},{"$f":"+IF($D44<1,9,$D44)","v":9},{"$f":"+IF($D45<1,9,$D45)","v":9},{"$f":"+IF($D46<1,9,$D46)","v":9},null," =ConvType",null,null,null,null,null,"inPCCLpath=",null,{"$f":"+IF(BN74=1,0,COUNTIF(BN$80:BN$100,BN1))","v":0},1,1,1,1,1,1,1,1,1,1,1,1,1,1,1,1,1,1,1,null,"%I12th",1.3663341915059302E-2,3.6627311932839718E-2,1.6587379365197275E-2,1.0192171408795882E-2,9.6555299792033186E-3,1.0827402350121541E-2,7.5352944029719792E-3,3.3093782839524631E-3,1.0739516923281182E-2,1.9210923179251549E-2,4.296940327188311E-2,7.484939663007488E-2,0.10480122184786818,0.14578001084125142,0.152449412442826,0.152449412442826,0.152449412442826,0.152449412442826,12,null,null,null,null,null,null,null,null,null,null,null,null,null,null,null,null,null,null,null,null,null,null,null,null,null,null,null,null,null,null,null,null,null,null,null,null,null,null,null,null,null,null,null,null,null,0]
["A Mirus filter will have %Ithd less than 8%",null,null,null,null,"Use only with ACS600 drives in DTC mode.",null,null,null,null,null,null,null,"2/0",4.2999999999999997E-2,0.10100000000000001,1.0977249200050076E-4,11,195,null,5,0.93,null,null,null,null,null,null,null,null,"%Ithd",{"$f":"+SQRT(SUMSQ(AF3:AF51))","v":40.443661129795075},0,0,0,0,0,0,0,0,0,0,0,0,0,0,0,0,0,0,0,0,0,0,0,0,null," =%Ithd",null,null,null,null,null,"%Ithd",null,{"$f":"+SQRT(SUMSQ(BN3:BN51))","v":40.36293525927654},40.403257871923138,0,0,0,0,0,0,0,0,0,0,0,0,0,0,0,0,0,0,null,"%I13th",45.69475965657044,11.040723591590107,7.9025082329939407,5.4737306509528834,3.5423123704675925,2.9177070488098851,2.9553969286173802,2.7282204915699673,2.5784133573371153,2.4588897549656927,2.2753410181724587,2.1247766223454443,1.99452694184109,1.7822700470609976,1.647009260548193,1.647009260548193,1.647009260548193,1.647009260548193,13,null,null,null,null,null,null,null,null,null,null,null,null,null,null,null,null,null,null,null,null,null,null,null,null,null,null,null,null,null,null,null,null,null,null,null,null,null,null,null,null,null,null,null,null,null,0]
["A 12 pulse drive will reduce %TDD to about 1/5 of 6 pulse level. ",null,null,null,null,null,null,null,null,null,null,null,null,"2000",3.5999999999999997E-2,6.62E-3,3.6603611843641874E-5,12,665,null,6,0.99,null,null,null,null,null,null,null,null,"Ih=",{"$f":"+AF76/100*AF56*430/$G$10/(AF66+0.00001)","v":0.44183876838170971},0,0,0,0,0,0,0,0,0,0,0,0,0,0,0,0,0,0,0,0,0,0,0,0,null," =Ih",null,null,null,null,null,"Ih=",null,{"$f":"+BN76/100*BN63*430/$G$10/$U$11","v":1.6066864639515788E-2},{"$f":"+BO76/100*BO63*430/$G$10/$U$11","v":1.6066864639515777E-2},0,0,0,0,0,0,0,0,0,0,0,0,0,0,0,0,0,0,null,"%I14th",3.8700692330743282E-2,3.2363683501625391E-2,3.5908204620314896E-2,8.199630732997315E-3,9.4170860300758004E-4,7.3922745757873101E-3,9.9447703743687031E-3,1.4286871012907832E-2,4.5981013723159934E-3,1.7429639688644447E-2,2.1423744206352111E-2,3.1537244774717872E-2,4.0398398636414957E-2,5.1630131773082052E-2,6.0548004657987112E-2,6.0548004657987112E-2,6.0548004657987112E-2,6.0548004657987112E-2,14,null,null,null,null,null,null,null,null,null,null,null,null,null,null,null,null,null,null,null,null,null,null,null,null,null,null,null,null,null,null,null,null,null,null,null,null,null,null,null,null,null,null,null,null,null,0]
["12 pulse %Ithd level will be less than 5% if the loop impedamce is greater than 9%",null,null,null,null,null,null,null,null,null,null,null,null,"250",4.1000000000000002E-2,5.3499999999999999E-2,6.7403634916820337E-5,13,255,null,7,0.9,null,null,null,null,null,null,null,null,null,null,null,null,null,null,null,null,null,null,null,null,null,null,null,null,null,null,null,null,null,null,null,null,null,null,null,null,null,null,null,null,null,null,null,null,null,null,null,null,null,null,null,null,null,null,null,null,null,null,null,null,null,null,null,null,"%I15th",0.70986255436832357,0.47303406632757494,0.37155452956179824,0.33344337535862717,0.49962525420684478,0.53446126246636894,0.41154789291395233,0.30295470238048333,0.24065007229714386,0.2003079958830925,0.15447812917472231,0.12882982231033779,0.11307143143278975,9.1336612641657364E-2,8.0578178901809822E-2,8.0578178901809822E-2,8.0578178901809822E-2,8.0578178901809822E-2,15,null,null,null,null,null,null,null,null,null,null,null,null,null,null,null,null,null,null,null,null,null,null,null,null,null,null,null,null,null,null,null,null,null,null,null,null,null,null,null,null,null,null,null,null,null,0]
["An 18 pulse drive will always have %Ithd less than 5%.",null,null,null,null,null,null,null,null,null,null,null,null,"3",4.7E-2,0.254,2.5831182706178977E-4,14,100,null,8,1,null,null,null,null,null,null,null,null,"Path Calculator",null,null,null,null,null,null,null,null,null,null,null,null,null,null,null,null,null,null,null,null,null,null,null,null,null,"Path from PCC",null,null,"Hpunode",{"$f":"+VLOOKUP(D9,$Z$135:$AE$155,4,0)","v":1.0019999999999998},"%Znode","PCC",null,null,"Node fed from",null,null,null,null,null,null,null,null,null,null,null,null,null,null,null,null,null,null,null,null,"%I16th",1.8287425162490132E-2,9.1218456291417942E-3,2.5577256710294715E-2,6.100953870635451E-3,1.5337217594765674E-2,6.5173160115239498E-3,4.2910962018053739E-3,5.6138699012358373E-3,5.7740839196722613E-3,1.1761279900872629E-3,6.7307175654494336E-3,7.7291494432591788E-3,7.7224145741071754E-3,4.8316518026640309E-3,4.6662961481765842E-3,4.6662961481765842E-3,4.6662961481765842E-3,4.6662961481765842E-3,16,null,null,null,null,null,null,null,null,null,null,null,null,null,null,null,null,null,null,null,null,null,null,null,null,null,null,null,null,null,null,null,null,null,null,null,null,null,null,null,null,null,null,null,null,null,0]
[null,null,null,null,null,null,null,null,null,null,null,null,null,"3/0",4.2000000000000003E-2,7.9699999999999993E-2,9.0089344541960118E-5,15,200,null,9,1,null,null,null,null,null,null,null,null,"FedFrom",{"$f":"+C22","v":"T1"},{"$f":"+C23","v":0},{"$f":"+C24","v":0},{"$f":"+C25","v":0},{"$f":"+C26","v":0},{"$f":"+C27","v":0},{"$f":"+C28","v":0},{"$f":"+C29","v":0},{"$f":"+C30","v":0},{"$f":"+C31","v":0},{"$f":"+C32","v":0},{"$f":"+C33","v":0},{"$f":"+C34","v":0},{"$f":"+C35","v":0},{"$f":"+C36","v":0},{"$f":"+C37","v":0},{"$f":"+C38","v":0},{"$f":"+C39","v":0},{"$f":"+C40","v":0},{"$f":"+C41","v":0},{"$f":"+C42","v":0},{"$f":"+C43","v":0},{"$f":"+C44","v":0},{"$f":"+C45","v":0},{"$f":"+C46","v":0},{"$f":"+D9","v":"Utility"},null,null,{"$f":"+HLOOKUP(BK80,$BM$1:$CG$75,63,0)","v":1.0019999999999998},{"$f":"+VLOOKUP(BK80,$Z$135:$AE$155,3,0)","v":1},{"$f":"+HLOOKUP(BK80,$BM$1:$CG$75,66,0)","v":2.2789390244699892E-4},{"$f":"+D9","v":"Utility"},"Node",0,"utility","t1","t2","t3","t4","t5","t6","t7","t8","t9","b1","b2","b3","b4","b5","b6","b7","b8","b9","b10",null,"%I17th",1.0907057161764221E-2,8.6444011326905611E-3,1.6113763135671082E-2,6.2226364891743817E-3,2.6689850455643451E-2,4.0981416601334031E-2,3.0520355387707906E-2,1.7783100668554916E-2,1.3759222757496047E-2,9.480384766755964E-3,7.9644423526298701E-3,7.3696789631884805E-3,7.3941815375767345E-3,4.3734202979195903E-3,1.8165844390157528E-3,1.8165844390157528E-3,1.8165844390157528E-3,1.8165844390157528E-3,17,null,null,null,null,null,null,null,null,null,null,null,null,null,null,null,null,null,null,null,null,null,null,null,null,null,null,null,null,null,null,null,null,null,null,null,null,null,null,null,null,null,null,null,null,null,0]
[null,null,null,null,null,null,null,null,null,null,null,null,null,"300",4.1000000000000002E-2,4.4600000000000001E-2,6.058184546545277E-5,16,285,null,10,0.93,null,null,null,null,null,null,null,null,"Path",{"$f":"+HLOOKUP(AF80,$BK$1:$CG$53,53,0)","v":"utility"},0,0,0,0,0,0,0,0,0,0,0,0,0,0,0,0,0,0,0,0,0,0,0,0,0,null,null,{"$f":"+HLOOKUP(BK81,$BM$1:$CG$75,63,0)","v":0},{"$f":"+VLOOKUP(BK81,$Z$135:$AE$155,3,0)","v":0},{"$f":"+HLOOKUP(BK81,$BM$1:$CG$75,66,0)","v":0},{"$f":"+HLOOKUP(BK80,$BK$1:$CG$53,53,0)","v":0},"FedFrom",0,0,{"$f":"+C12","v":"Utility"},{"$f":"+C13","v":0},{"$f":"+C14","v":0},{"$f":"+C15","v":0},{"$f":"+C16","v":0},{"$f":"+C17","v":0},{"$f":"+C18","v":0},{"$f":"+C19","v":0},{"$f":"+C20","v":0},{"$f":"+J11","v":0},{"$f":"+J12","v":0},{"$f":"+J13","v":0},{"$f":"+J14","v":0},{"$f":"+J15","v":0},{"$f":"+J16","v":0},{"$f":"+J17","v":0},{"$f":"+J18","v":0},{"$f":"+J19","v":0},{"$f":"+J20","v":0},null,"%I18th",6.9417892271136622E-2,8.2787448568319502E-3,2.6956314822135754E-2,4.1665608189221156E-3,1.9845993324342705E-2,3.4857590951092002E-3,5.2518781234033272E-3,4.3866714947528801E-3,1.4373757864485329E-3,8.0177436289160609E-4,3.285718778493347E-3,3.8227763309891974E-3,1.9156907046282727E-3,3.4038981814371351E-3,2.6470510905977954E-3,2.6470510905977954E-3,2.6470510905977954E-3,2.6470510905977954E-3,18,null,null,null,null,null,null,null,null,null,null,null,null,null,null,null,null,null,null,null,null,null,null,null,null,null,null,null,null,null,null,null,null,null,null,null,null,null,null,null,null,null,null,null,null,null,0]
[null,null,null,null,null,null,null,null,null,null,null,null,null,"350",0.04,3.8199999999999998E-2,5.5310396852671375E-5,17,310,null,11,0.98,null,null,null,null,null,null,null,null,null,{"$f":"+HLOOKUP(AF81,$BK$1:$CG$53,53,0)","v":0},{"$f":"+HLOOKUP(AG81,$BK$1:$CG$53,53,0)","v":0},{"$f":"+HLOOKUP(AH81,$BK$1:$CG$53,53,0)","v":0},{"$f":"+HLOOKUP(AI81,$BK$1:$CG$53,53,0)","v":0},{"$f":"+HLOOKUP(AJ81,$BK$1:$CG$53,53,0)","v":0},{"$f":"+HLOOKUP(AK81,$BK$1:$CG$53,53,0)","v":0},{"$f":"+HLOOKUP(AL81,$BK$1:$CG$53,53,0)","v":0},{"$f":"+HLOOKUP(AM81,$BK$1:$CG$53,53,0)","v":0},{"$f":"+HLOOKUP(AN81,$BK$1:$CG$53,53,0)","v":0},{"$f":"+HLOOKUP(AO81,$BK$1:$CG$53,53,0)","v":0},{"$f":"+HLOOKUP(AP81,$BK$1:$CG$53,53,0)","v":0},{"$f":"+HLOOKUP(AQ81,$BK$1:$CG$53,53,0)","v":0},{"$f":"+HLOOKUP(AR81,$BK$1:$CG$53,53,0)","v":0},{"$f":"+HLOOKUP(AS81,$BK$1:$CG$53,53,0)","v":0},{"$f":"+HLOOKUP(AT81,$BK$1:$CG$53,53,0)","v":0},{"$f":"+HLOOKUP(AU81,$BK$1:$CG$53,53,0)","v":0},{"$f":"+HLOOKUP(AV81,$BK$1:$CG$53,53,0)","v":0},{"$f":"+HLOOKUP(AW81,$BK$1:$CG$53,53,0)","v":0},{"$f":"+HLOOKUP(AX81,$BK$1:$CG$53,53,0)","v":0},{"$f":"+HLOOKUP(AY81,$BK$1:$CG$53,53,0)","v":0},{"$f":"+HLOOKUP(AZ81,$BK$1:$CG$53,53,0)","v":0},{"$f":"+HLOOKUP(BA81,$BK$1:$CG$53,53,0)","v":0},{"$f":"+HLOOKUP(BB81,$BK$1:$CG$53,53,0)","v":0},{"$f":"+HLOOKUP(BC81,$BK$1:$CG$53,53,0)","v":0},{"$f":"+HLOOKUP(BD81,$BK$1:$CG$53,53,0)","v":0},{"$f":"+HLOOKUP(BE81,$BK$1:$CG$53,53,0)","v":0},null,null,0,0,0,{"$f":"+HLOOKUP(BK81,$BK$1:$CG$53,53,0)","v":0},null,0,0,{"$f":"+HLOOKUP(BO$53,$BK$1:$CG$53,53,0)","v":0},0,0,0,0,0,0,0,0,0,0,0,0,0,0,0,0,0,0,null,"%I19th",5.5733028406358314E-3,1.2692969470371532E-2,5.5218256315667123E-3,4.1282727332082542E-3,2.4820343316656363E-2,5.0104666884822263E-2,2.8751854659752354E-2,2.1262113908036222E-2,1.4835752267629027E-2,1.0676786034851792E-2,7.1914552594838548E-3,6.2559741988198695E-3,4.5161341558345065E-3,2.7100217997224336E-3,1.3768480044576788E-3,1.3768480044576788E-3,1.3768480044576788E-3,1.3768480044576788E-3,19,null,null,null,null,null,null,null,null,null,null,null,null,null,null,null,null,null,null,null,null,null,null,null,null,null,null,null,null,null,null,null,null,null,null,null,null,null,null,null,null,null,null,null,null,null,0]
[null,"p28","%TDD=SqrtSum %TDDh",null,null,null,null,null,null,null,null,null,null,"4",4.8000000000000001E-2,0.32100000000000001,3.245689449100145E-4,18,85,null,null,null,null,null,null,null,null,null,null,null,null,{"$f":"+HLOOKUP(AF82,$BK$1:$CG$53,53,0)","v":0},0,0,0,0,0,0,0,0,0,0,0,0,0,0,0,0,0,0,0,0,0,0,0,0,0,null,null,0,0,0,0,null,0,0,{"$f":"+HLOOKUP(BO82,$BK$1:$CG$53,53,0)","v":0},{"$f":"+HLOOKUP(BP82,$BK$1:$CG$53,53,0)","v":0},{"$f":"+HLOOKUP(BQ82,$BK$1:$CG$53,53,0)","v":0},{"$f":"+HLOOKUP(BR82,$BK$1:$CG$53,53,0)","v":0},{"$f":"+HLOOKUP(BS82,$BK$1:$CG$53,53,0)","v":0},{"$f":"+HLOOKUP(BT82,$BK$1:$CG$53,53,0)","v":0},{"$f":"+HLOOKUP(BU82,$BK$1:$CG$53,53,0)","v":0},{"$f":"+HLOOKUP(BV82,$BK$1:$CG$53,53,0)","v":0},{"$f":"+HLOOKUP(BW82,$BK$1:$CG$53,53,0)","v":0},{"$f":"+HLOOKUP(BX82,$BK$1:$CG$53,53,0)","v":0},{"$f":"+HLOOKUP(BY82,$BK$1:$CG$53,53,0)","v":0},{"$f":"+HLOOKUP(BZ82,$BK$1:$CG$53,53,0)","v":0},{"$f":"+HLOOKUP(CA82,$BK$1:$CG$53,53,0)","v":0},{"$f":"+HLOOKUP(CB82,$BK$1:$CG$53,53,0)","v":0},{"$f":"+HLOOKUP(CC82,$BK$1:$CG$53,53,0)","v":0},{"$f":"+HLOOKUP(CD82,$BK$1:$CG$53,53,0)","v":0},{"$f":"+HLOOKUP(CE82,$BK$1:$CG$53,53,0)","v":0},{"$f":"+HLOOKUP(CF82,$BK$1:$CG$53,53,0)","v":0},{"$f":"+HLOOKUP(CG82,$BK$1:$CG$53,53,0)","v":0},null,"%I20th",1.8441409475597116E-2,1.1776206094228973E-2,2.280921374983844E-2,5.0305128125521419E-3,1.3121270341819046E-2,7.4317498203080295E-3,6.3873337613861159E-3,5.5925980197134694E-3,4.2396443897366222E-3,8.5694456502540364E-4,7.0421334252453857E-3,5.5126412029164081E-3,3.7084761668363807E-3,1.2263595953319005E-3,1.5329179926344514E-3,1.5329179926344514E-3,1.5329179926344514E-3,1.5329179926344514E-3,20,null,null,null,null,null,null,null,null,null,null,null,null,null,null,null,null,null,null,null,null,null,null,null,null,null,null,null,null,null,null,null,null,null,null,null,null,null,null,null,null,null,null,null,null,null,0]
[null,"aa3:aa51","%TDDh=0.91/HPused@pcc/Idmd/Idrv*Sumall25drvs[HPuseddrv*InPath(1,0)*(%HARMhdrv(Zloop)-%HARMhactfilt)]",null,null,null,null,null,null,null,null,null,null,"4/0",4.1000000000000002E-2,6.2600000000000003E-2,7.4831544150845899E-5,19,230,null,null,null,null,null,null,null,null,null,null,null,null,0,0,0,0,0,0,0,0,0,0,0,0,0,0,0,0,0,0,0,0,0,0,0,0,0,0,null,null,0,0,0,0,null,0,0,0,0,0,0,0,0,0,0,0,0,0,0,0,0,0,0,0,0,0,null,"%I21th",2.7538653797198075E-2,0.27720598721472217,0.23239564390450759,0.23055159045218543,0.3712653651124429,0.42460916504798119,0.30723479018011263,0.24140942062192514,0.19352635048560113,0.16193102308459181,0.1216597344196499,9.771051041695672E-2,8.222233854997453E-2,6.3013526356490074E-2,5.3507962269861535E-2,5.3507962269861535E-2,5.3507962269861535E-2,5.3507962269861535E-2,21,null,null,null,null,null,null,null,null,null,null,null,null,null,null,null,null,null,null,null,null,null,null,null,null,null,null,null,null,null,null,null,null,null,null,null,null,null,null,null,null,null,null,null,null,null,0]
[null,null,"Path=1 if drive is in path of PCC else 0",null,null,null,null,null,null,null,null,null,null,"400",0.04,3.3099999999999997E-2,5.1919264247483326E-5,20,335,null,null,null,null,null,null,null,null,null,null,null,null,0,0,0,0,0,0,0,0,0,0,0,0,0,0,0,0,0,0,0,0,0,0,0,0,0,0,null,null,0,0,0,0,null,0,0,0,0,0,0,0,0,0,0,0,0,0,0,0,0,0,0,0,0,0,null,"%I22th",4.1585082019574386E-2,3.2858851161807652E-2,2.1100986913932938E-2,7.1304715893018835E-3,2.72722942999309E-3,8.8704807143368102E-3,9.094734263029966E-3,3.2668514580803574E-3,1.0612432199768724E-2,1.1826361242993765E-2,2.1967873074003427E-2,2.7220718771123895E-2,3.4141405737458608E-2,4.4522508063544998E-2,4.5532246012280987E-2,4.5532246012280987E-2,4.5532246012280987E-2,4.5532246012280987E-2,22,null,null,null,null,null,null,null,null,null,null,null,null,null,null,null,null,null,null,null,null,null,null,null,null,null,null,null,null,null,null,null,null,null,null,null,null,null,null,null,null,null,null,null,null,null,0]
[null,"af3:bd51","HARMhdrv=Hlookup[%Zloopdrv,Hdata,Index,0]+Interpolation",null,null,null,null,null,null,null,null,null,null,"500",3.9E-2,2.6499999999999999E-2,4.7151352048483189E-5,21,380,null,null,null,null,null,null,null,null,null,null,null,null,0,0,0,0,0,0,0,0,0,0,0,0,0,0,0,0,0,0,0,0,0,0,0,0,0,0,null,null,0,0,0,0,null,0,0,0,0,0,0,0,0,0,0,0,0,0,0,0,0,0,0,0,0,0,null,"%I23th",6.5562006656009686,3.4958555661378261,2.966680385961892,2.2238049001757774,2.1431916284939443,1.871912232116576,1.5276412639007861,1.4203952972611971,1.3076150805436511,1.2081681131981084,1.0535700380256701,0.9308043908412833,0.83633993708144039,0.70082793563508217,0.61945383258949616,0.61945383258949616,0.61945383258949616,0.61945383258949616,23,null,null,null,null,null,null,null,null,null,null,null,null,null,null,null,null,null,null,null,null,null,null,null,null,null,null,null,null,null,null,null,null,null,null,null,null,null,null,null,null,null,null,null,null,null,0]
[null,"af69:bd69","%Zloop=HPdrv*SumInPath[%Znode/Hpnode]+%Zdrv",null,null,null,null,null,null,null,null,null,null,"6",5.0999999999999997E-2,0.51,5.1254365667716541E-4,22,65,null,null,null,null,null,null,null,null,null,null,null,null,0,0,0,0,0,0,0,0,0,0,0,0,0,0,0,0,0,0,0,0,0,0,0,0,0,0,null,null,0,0,0,0,null,0,0,0,0,0,0,0,0,0,0,0,0,0,0,0,0,0,0,0,0,0,null,"%I24th",7.8955532718252269E-3,3.1784340953180737E-2,1.0832679432909227E-2,1.0709153221055524E-2,4.6132705124143133E-3,9.7479109261182327E-3,8.3117241943571861E-3,5.9958624340290161E-3,9.7609698793371894E-3,1.4431757898786401E-2,2.617198709620687E-2,4.2500999753912312E-2,5.6457799800719008E-2,7.2458944666569852E-2,7.4660098266103148E-2,7.4660098266103148E-2,7.4660098266103148E-2,7.4660098266103148E-2,24,null,null,null,null,null,null,null,null,null,null,null,null,null,null,null,null,null,null,null,null,null,null,null,null,null,null,null,null,null,null,null,null,null,null,null,null,null,null,null,null,null,null,null,null,null,0]
[null,null,"Index=Line# + 52 * (ConvType#-1)",null,null,null,null,null,null,null,null,null,null,"600",3.9E-2,2.23E-2,4.4925382580452223E-5,23,420,null,null,null,null,null,null,null,null,null,null,null,null,0,0,0,0,0,0,0,0,0,0,0,0,0,0,0,0,0,0,0,0,0,0,0,0,0,0,null,null,0,0,0,0,null,0,0,0,0,0,0,0,0,0,0,0,0,0,0,0,0,0,0,0,0,0,null,"%I25th",5.5201328842475661,3.0355174060958903,1.9719110979592223,1.222193087934333,0.98320000017475662,0.83160841510810546,1.0041435786903905,0.92170999343033866,0.8667406493405706,0.81864329625348464,0.74369085056749196,0.67409350674276147,0.61579824600715982,0.52603574648160278,0.46786943951722648,0.46786943951722648,0.46786943951722648,0.46786943951722648,25,null,null,null,null,null,null,null,null,null,null,null,null,null,null,null,null,null,null,null,null,null,null,null,null,null,null,null,null,null,null,null,null,null,null,null,null,null,null,null,null,null,null,null,null,null,0]
[null,null,"Interpolation =",null,null,null,null,null,null,null,null,null,null,"700",3.9E-2,1.89E-2,4.3338320225869392E-5,24,460,null,null,null,null,null,null,null,null,null,null,null,null,0,0,0,0,0,0,0,0,0,0,0,0,0,0,0,0,0,0,0,0,0,0,0,0,0,0,null,null,0,0,0,0,null,0,0,0,0,0,0,0,0,0,0,0,0,0,0,0,0,0,0,0,0,0,null,"%I26th",2.4334531801025221E-2,2.654320735448416E-2,1.2851874755798057E-2,7.8033156753522254E-3,4.0417222158897637E-3,7.8652623189153312E-3,9.0099662943136892E-3,7.1088269494019871E-3,4.4759736875354316E-3,7.1112902143608391E-3,8.6979674835297796E-3,1.602463834746418E-2,2.1099447436357111E-2,2.6205106040944465E-2,3.0955816331338124E-2,3.0955816331338124E-2,3.0955816331338124E-2,3.0955816331338124E-2,26,null,null,null,null,null,null,null,null,null,null,null,null,null,null,null,null,null,null,null,null,null,null,null,null,null,null,null,null,null,null,null,null,null,null,null,null,null,null,null,null,null,null,null,null,null,0]
[null,null,"%Ithd=%TDD*Idmdpcc/Ifpcc",null,null,null,null,null,null,null,null,null,null,"750",3.7999999999999999E-2,1.7600000000000001E-2,4.1877917808792744E-5,25,475,null,null,null,null,null,null,null,null,null,null,null,null,0,0,0,0,0,0,0,0,0,0,0,0,0,0,0,0,0,0,0,0,0,0,0,0,0,0,null,null,0,0,0,0,null,0,0,0,0,0,0,0,0,0,0,0,0,0,0,0,0,0,0,0,0,0,null,"%I27th",0.19614866404917825,0.14917780217035079,0.21833131228588779,0.15284212331591746,0.21062848488394514,0.23376038991655407,0.20632487779830069,0.15868910818921259,0.13222103117804337,0.11292487706025747,9.0320623525074584E-2,7.5052649039225219E-2,6.4610172137899269E-2,5.1953976751747191E-2,4.4818869139944949E-2,4.4818869139944949E-2,4.4818869139944949E-2,4.4818869139944949E-2,27,null,null,null,null,null,null,null,null,null,null,null,null,null,null,null,null,null,null,null,null,null,null,null,null,null,null,null,null,null,null,null,null,null,null,null,null,null,null,null,null,null,null,null,null,null,0]
[null,null,"%Ithdh=",null,null,null,null,null,null,null,null,null,null,"8",5.1999999999999998E-2,0.78600000000000003,7.877182237323191E-4,26,50,null,null,null,null,null,null,null,null,null,null,null,null,0,0,0,0,0,0,0,0,0,0,0,0,0,0,0,0,0,0,0,0,0,0,0,0,0,0,null,null,0,0,0,0,null,0,0,0,0,0,0,0,0,0,0,0,0,0,0,0,0,0,0,0,0,0,null,"%I28th",2.4676318987774382E-2,2.0604293910983433E-3,1.0075157642158541E-2,4.0954226297566692E-3,1.5528172189634619E-2,4.5453581254930034E-3,4.0900941075291408E-3,5.5305869605729715E-3,5.8692714581984303E-3,1.1388109278563426E-3,5.274941161339042E-3,4.3534315250504437E-3,4.0404945625782283E-3,4.4038362518078735E-3,5.180242041832487E-3,5.180242041832487E-3,5.180242041832487E-3,5.180242041832487E-3,28,null,null,null,null,null,null,null,null,null,null,null,null,null,null,null,null,null,null,null,null,null,null,null,null,null,null,null,null,null,null,null,null,null,null,null,null,null,null,null,null,null,null,null,null,null,0]
[null,"p30","%Vthd=SqrtSum%Vthdh",null,null,null,null,null,null,null,null,null,null,"800",3.7999999999999999E-2,1.66E-2,4.146757769631595E-5,27,490,null,null,null,null,null,null,null,null,null,null,null,null,0,0,0,0,0,0,0,0,0,0,0,0,0,0,0,0,0,0,0,0,0,0,0,0,0,0,null,null,0,0,0,0,null,0,0,0,0,0,0,0,0,0,0,0,0,0,0,0,0,0,0,0,0,0,null,"%I29th",4.0787848178104897E-3,1.0088243098481987E-2,2.313389964819014E-2,6.5366180982534237E-3,2.5396393965785496E-2,3.2790345871643679E-2,2.7461309792021951E-2,1.5819577424720989E-2,1.1408584320341973E-2,8.2530511904299608E-3,5.9385032650724947E-3,5.6393648046837953E-3,5.5295178007702186E-3,4.9714118253196488E-3,4.1086431255510994E-3,4.1086431255510994E-3,4.1086431255510994E-3,4.1086431255510994E-3,29,null,null,null,null,null,null,null,null,null,null,null,null,null,null,null,null,null,null,null,null,null,null,null,null,null,null,null,null,null,null,null,null,null,null,null,null,null,null,null,null,null,null,null,null,null,0]
[null,"z3:z51","%Vthdh=HarmNo/130*Sum[HARMhdrv*",null,null,null,null,null,null,null,null,null,null,"900",3.7999999999999999E-2,1.47E-2,4.074420204151751E-5,28,520,null,null,null,null,null,null,null,null,null,null,null,null,0,0,0,0,0,0,0,0,0,0,0,0,0,0,0,0,0,0,0,0,0,0,0,0,0,0,null,null,0,0,0,0,null,0,0,0,0,0,0,0,0,0,0,0,0,0,0,0,0,0,0,0,0,0,null,"%I30th",4.4162642363631446E-2,4.7846853807181084E-3,2.2680486241704066E-2,4.0931502806429796E-3,1.8456552091572657E-2,3.9922506542748168E-3,5.753408469096763E-3,2.1807973675408189E-3,7.462453165326731E-4,2.8567650652421857E-4,2.6780534259113267E-3,3.0867506542619281E-3,3.084246590011643E-3,3.7407794790859521E-4,8.3674950211658943E-4,8.3674950211658943E-4,8.3674950211658943E-4,8.3674950211658943E-4,30,null,null,null,null,null,null,null,null,null,null,null,null,null,null,null,null,null,null,null,null,null,null,null,null,null,null,null,null,null,null,null,null,null,null,null,null,null,null,null,null,null,null,null,null,null,0]
[null,null,null,null,null,null,null,null,null,null,null,null,null,null,1,1,9.9999999999999994E-12,29,0,null,null,null,null,null,null,null,null,null,null,null,null,0,0,0,0,0,0,0,0,0,0,0,0,0,0,0,0,0,0,0,0,0,0,0,0,0,0,null,null,0,0,0,0,null,0,0,0,0,0,0,0,0,0,0,0,0,0,0,0,0,0,0,0,0,0,null,"%I31th",5.2246592604650189E-3,7.4380848269283524E-3,5.7287346020364581E-3,5.8486500985940699E-3,2.4819179407017385E-2,4.9360114611128721E-2,2.7711695738433212E-2,2.0616516022899687E-2,1.3919435159544413E-2,9.8141847798012827E-3,7.0034771903754968E-3,6.7462610725513798E-3,6.2117942852909606E-3,4.8052618107073189E-3,3.6299605065417241E-3,3.6299605065417241E-3,3.6299605065417241E-3,3.6299605065417241E-3,31,null,null,null,null,null,null,null,null,null,null,null,null,null,null,null,null,null,null,null,null,null,null,null,null,null,null,null,null,null,null,null,null,null,null,null,null,null,null,null,null,null,null,null,null,null,0]
[null,null,null,null,null,null,null,null,null,null,null,null,null,null,null,null,null,null,null,null,null,null,null,null,null,null,null,null,null,null,null,0,0,0,0,0,0,0,0,0,0,0,0,0,0,0,0,0,0,0,0,0,0,0,0,0,0,null,null,0,0,0,0,null,0,0,0,0,0,0,0,0,0,0,0,0,0,0,0,0,0,0,0,0,0,null,"%I32th",3.3700705844867895E-2,1.4235174516066502E-2,7.1095642379183617E-3,5.0984458986280297E-3,8.3148634285157043E-3,5.9755573900333731E-3,5.7701149312410121E-3,6.2633961909170513E-3,6.3277815339881152E-3,3.8618753687913606E-4,8.0770230250295991E-3,7.4974593642299454E-3,6.5577308975430454E-3,3.1242392289971901E-3,3.5951176622513507E-3,3.5951176622513507E-3,3.5951176622513507E-3,3.5951176622513507E-3,32,null,null,null,null,null,null,null,null,null,null,null,null,null,null,null,null,null,null,null,null,null,null,null,null,null,null,null,null,null,null,null,null,null,null,null,null,null,null,null,null,null,null,null,null,null,0]
[null,null,null,null,null,null,null,null,null,null,null,null,null,null,null,null,null,null,null,null,null,null,null,null,null,null,null,null,null,null,null,0,0,0,0,0,0,0,0,0,0,0,0,0,0,0,0,0,0,0,0,0,0,0,0,0,0,null,null,0,0,0,0,null,0,0,0,0,0,0,0,0,0,0,0,0,0,0,0,0,0,0,0,0,0,null,"%I33rd",4.4712168606660309E-2,0.14986970445843439,0.1636379911137498,0.1307375938896099,0.21884779549998598,0.24801366531957902,0.17654136858776567,0.14043925452911438,0.11244755668593129,9.4879098519041749E-2,7.0097094849796038E-2,5.5619665283070753E-2,4.743876530409797E-2,3.8915484011607479E-2,3.3371302962254087E-2,3.3371302962254087E-2,3.3371302962254087E-2,3.3371302962254087E-2,33,null,null,null,null,null,null,null,null,null,null,null,null,null,null,null,null,null,null,null,null,null,null,null,null,null,null,null,null,null,null,null,null,null,null,null,null,null,null,null,null,null,null,null,null,null,0]
[null,null,null,null,null,null,null,null,null,null,null,null,null,null,null,null,null,null,null,null,null,null,null,null,null,null,null,null,null,null,null,0,0,0,0,0,0,0,0,0,0,0,0,0,0,0,0,0,0,0,0,0,0,0,0,0,0,null,null,0,0,0,0,null,0,0,0,0,0,0,0,0,0,0,0,0,0,0,0,0,0,0,0,0,0,null,"%I35th",3.410516022912522,1.6958646213492923,1.1328060002506173,0.9975917984438406,0.83578243912807804,0.7061276126299455,0.54722443718497826,0.51489641483931825,0.47648238151537425,0.44098408383639176,0.38895264613748393,0.34839112013478751,0.31853231329941911,0.28070301892407246,0.25110112997229411,0.25110112997229411,0.25110112997229411,0.25110112997229411,35,null,null,null,null,null,null,null,null,null,null,null,null,null,null,null,null,null,null,null,null,null,null,null,null,null,null,null,null,null,null,null,null,null,null,null,null,null,null,null,null,null,null,null,null,null,0]
[null,null,null,null,null,null,null,null,null,null,null,null,null,null,null,null,null,null,null,null,null,null,null,null,null,null,null,null,null,null,null,0,0,0,0,0,0,0,0,0,0,0,0,0,0,0,0,0,0,0,0,0,0,0,0,0,0,null,null,0,0,0,0,null,0,0,0,0,0,0,0,0,0,0,0,0,0,0,0,0,0,0,0,0,0,null,"%I37th",2.5783099792018045,1.314453693999373,0.92035956675477049,0.57517527311248606,0.42703397780104324,0.32525391648512963,0.41831386174243362,0.36558904520752233,0.33390972742692632,0.30805691229550408,0.27227903162915568,0.24215765197014244,0.22000922095881334,0.19247769921000771,0.17223212768663856,0.17223212768663856,0.17223212768663856,0.17223212768663856,37,null,null,null,null,null,null,null,null,null,null,null,null,null,null,null,null,null,null,null,null,null,null,null,null,null,null,null,null,null,null,null,null,null,null,null,null,null,null,null,null,null,null,null,null,null,0]
[null,null,null,null,null,null,null,null,null,null,null,null,null,null,null,null,null,null,null,null,null,null,null,null,null,null,null,null,null,null,null,0,0,0,0,0,0,0,0,0,0,0,0,0,0,0,0,0,0,0,0,0,0,0,0,0,0,null,null,0,0,0,0,null,0,0,0,0,0,0,0,0,0,0,0,0,0,0,0,0,0,0,0,0,0,null,"%I39th",9.387292818321398E-2,0.11060856872598106,0.12385091071682773,8.7026245277229269E-2,0.13155958302885115,0.14794230741724032,0.14139159028757337,0.10603763860392455,8.6520295298624303E-2,7.3003326853771672E-2,5.8371872467923601E-2,4.875383609914094E-2,4.1812170037446653E-2,3.1697167463193877E-2,2.6438003270766855E-2,2.6438003270766855E-2,2.6438003270766855E-2,2.6438003270766855E-2,39,null,null,null,null,null,null,null,null,null,null,null,null,null,null,null,null,null,null,null,null,null,null,null,null,null,null,null,null,null,null,null,null,null,null,null,null,null,null,null,null,null,null,null,null,null,0]
[null,null,null,null,null,null,null,null,null,null,null,null,null,null,null,null,null,null,null,null,null,null,null,null,null,null,null,null,null,null,null,0,0,0,0,0,0,0,0,0,0,0,0,0,0,0,0,0,0,0,0,0,0,0,0,0,0,null,null,0,0,0,0,null,0,0,0,0,0,0,0,0,0,0,0,0,0,0,0,0,0,0,0,0,0,null,"%I41th",9.9703141602343944E-3,5.453134799355162E-3,1.7643469661330929E-2,5.9160351986794349E-3,2.2045173865516181E-2,2.603310225766543E-2,2.6001344926470625E-2,1.4356410695234849E-2,1.16513850349446E-2,8.3339516742020302E-3,6.3741676487925033E-3,5.2410350299346474E-3,4.2792228395398899E-3,3.1311725952419267E-3,3.1376574623997269E-3,3.1376574623997269E-3,3.1376574623997269E-3,3.1376574623997269E-3,41,null,null,null,null,null,null,null,null,null,null,null,null,null,null,null,null,null,null,null,null,null,null,null,null,null,null,null,null,null,null,null,null,null,null,null,null,null,null,null,null,null,null,null,null,null,0]
[null,null,null,null,null,null,null,null,null,null,null,null,null,null,null,null,null,null,null,null,null,null,null,null,null,null,null,null,null,null,"Path\"",{"$f":"+IF(AF80=$D$9,1,IF(AF81=$D$9,1,IF(AF82=$D$9,1,IF(AF83=$D$9,1,IF(AF84=$D$9,1,IF(AF85=$D$9,1,IF(AF86=$D$9,1,0)))))))","v":1},0,0,0,0,0,0,0,0,0,0,0,0,0,0,0,0,0,0,0,0,0,0,0,0,"Path\"",null,null,null,null,"HP",{"$f":"+HLOOKUP(D9,$BN1:CG55,54,0)","v":0},null,null,null,null,null,null,null,null,null,null,null,null,null,null,null,null,null,null,null,null,null,null,null,"%I43th",5.8634771212939382E-3,1.0850582802151645E-2,1.094255360437469E-2,6.0325024328109142E-3,2.641836045804263E-2,5.0864257493053809E-2,2.7314941744864759E-2,2.0634174468741773E-2,1.4324152719035805E-2,9.8978776784690147E-3,6.4947102369656362E-3,5.4124838859557793E-3,4.4418608141315284E-3,4.6576657764738835E-3,4.2587393263529014E-3,4.2587393263529014E-3,4.2587393263529014E-3,4.2587393263529014E-3,43,null,null,null,null,null,null,null,null,null,null,null,null,null,null,null,null,null,null,null,null,null,null,null,null,null,null,null,null,null,null,null,null,null,null,null,null,null,null,null,null,null,null,null,null,null,0]
[null,null,null,null,null,null,null,null,null,null,null,null,null,null,null,null,null,null,null,null,null,null,null,null,null,null,null,null,null,null,"Path'",{"$f":"+IF(AF87=$D$9,1,IF(AF88=$D$9,1,IF(AF89=$D$9,1,IF(AF90=$D$9,1,IF(AF91=$D$9,1,IF(AF92=$D$9,1,IF(AF93=$D$9,1,IF(AF94=$D$9,1,AF101))))))))","v":1},0,0,0,0,0,0,0,0,0,0,0,0,0,0,0,0,0,0,0,0,0,0,0,0,"Path'",null,null,null,null,null,null,null,null,null,null,null,null,null,null,null,null,null,null,null,null,null,null,null,null,null,null,null,null,null,"%I45th",4.9347712708809097E-2,0.10839554910336398,0.10131318983087939,8.8403361533414063E-2,0.16390179115851258,0.17906170628760129,0.12757186041867111,0.10311955962647895,8.3642515622852173E-2,7.0486755454335789E-2,5.266999497138778E-2,4.0765763836021429E-2,3.3896525997289609E-2,2.6462503497270164E-2,2.332818325664289E-2,2.332818325664289E-2,2.332818325664289E-2,2.332818325664289E-2,45,null,null,null,null,null,null,null,null,null,null,null,null,null,null,null,null,null,null,null,null,null,null,null,null,null,null,null,null,null,null,null,null,null,null,null,null,null,null,null,null,null,null,null,null,null,0]
[null,null,null,null,null,null,null,null,null,null,null,null,null,null,null,null,null,null,null,null,null,null,null,null,null,null,null,null,null,null,"Drv in PCC Path= ",{"$f":"+IF(AF95=$D$9,1,IF(AF96=$D$9,1,IF(AF97=$D$9,1,IF(AF98=$D$9,1,IF(AF99=$D$9,1,IF(AF100=$D$9,1,AF102))))))","v":1},0,0,0,0,0,0,0,0,0,0,0,0,0,0,0,0,0,0,0,0,0,0,0,0,"Path",null,null,null,null,null,null,null,null,null,null,null,null,null,null,null,null,null,null,null,null,null,null,null,null,null,null,null,null,null,"%I47th",1.9494807857850642,0.84014115105026244,0.59741421933457972,0.51690871205205913,0.41050804591671364,0.33981521394902775,0.28263760484509165,0.2773194718622034,0.26481765696997961,0.25050696422006924,0.22846875496985519,0.20459697189657847,0.18554090471171594,0.16073537735550417,0.13924693066769742,0.13924693066769742,0.13924693066769742,0.13924693066769742,47,null,null,null,null,null,null,null,null,null,null,null,null,null,null,null,null,null,null,null,null,null,null,null,null,null,null,null,null,null,null,null,null,null,null,null,null,null,null,null,null,null,null,null,null,null,0]
[null,null,null,null,null,null,null,null,null,null,null,null,null,null,null,null,null,null,null,null,null,null,null,null,null,null,null,null,null,null,null,null,null,null,null,null,null,null,null,null,null,null,null,null,null,null,null,null,null,null,null,null,null,null,null,null,null,null,null,null,null,null,null,null,null,null,null,null,null,null,null,null,null,null,null,null,null,null,null,null,null,null,null,null,null,null,"%I49th",1.6137592820505609,0.64159007502098331,0.44211075711792147,0.32705223448071025,0.16811041380484404,0.11257297112406094,0.17976058455066235,0.157082722991402,0.14829367734761781,0.14097289528987969,0.13513963232692963,0.12590044805859965,0.11740316425976294,0.10557963431039052,9.3775293618687167E-2,9.3775293618687167E-2,9.3775293618687167E-2,9.3775293618687167E-2,49,null,null,null,null,null,null,null,null,null,null,null,null,null,null,null,null,null,null,null,null,null,null,null,null,null,null,null,null,null,null,null,null,null,null,null,null,null,null,null,null,null,null,null,null,null,0]
[null,null,null,null,null,null,null,null,null,null,null,null,null,null,null,null,null,null,null,null,null,null,null,null,null,"z",null,null,"ac",null,"%Zs&ld Calculator",null,null,null,null,"1 if drive is in node path",null,null,null,null,null,null,null,null,null,null,null,null,null,null,null,null,null,null,null,null,null,null,"bg",null,null,null,null,null,null,null,null,null,null,null,null,null,null,null,null,null,null,null,null,null,null,null,null,null,null,null,null,null,null,null,null,null,null,null,null,null,null,null,null,null,null,null,16,16,16,null,null,null,null,null,null,null,null,null,null,null,null,null,null,null,null,null,null,null,null,0.1,0.5,1,2,3,4,5,6,7,8,10,12,14,18,21,null,null,null,null,null,null,null,null,null,null,null,0]
[null,"HpCalculator",0,"utility","T1","T2","T3","T4","T5","T6","T7","T8","T9","B1","B2","B3","B4","B5","B6","B7","B8","B9","B10",null,null,null,"Hpnode","%Znode","%Zs","%Zload",null,"D1","D2","D3","D4","D5","D6","D7","D8","D9","D10","D11","D12","D13","D14","D15","D16","D17","D18","D19","D20","D21","D22","D23","D24","D25",0,"utility","t1","t2","t3","t4","t5","t6","t7","t8","t9","b1","b2","b3","b4","b5","b6","b7","b8","b9","b10",null,null,null,null,null,null,null,null,3,"18 pulse data",null,null,null,null,null,null,null,null,null,null,null,null,null,null,null,null,null,1,null,null,null,null,null,null,null,null,null,null,null,null,null,null,null,null,null,null,null,null,null,null,null,null,null,null,null,null,null,null,null,null,null,null,null,null,null,null,null,null,null,null,null,null,null,null,0]
[null,"utility",null,{"$f":"+IF(BN$53=$Z107,D$127,0)","v":0},{"$f":"+IF(BO$53=$Z107,E$127,0)","v":1.0009999999999999},{"$f":"+IF(BP$53=$Z107,F$127,0)","v":0},{"$f":"+IF(BQ$53=$Z107,G$127,0)","v":0},{"$f":"+IF(BR$53=$Z107,H$127,0)","v":0},{"$f":"+IF(BS$53=$Z107,I$127,0)","v":0},{"$f":"+IF(BT$53=$Z107,J$127,0)","v":0},{"$f":"+IF(BU$53=$Z107,K$127,0)","v":0},{"$f":"+IF(BV$53=$Z107,L$127,0)","v":0},{"$f":"+IF(BW$53=$Z107,M$127,0)","v":0},{"$f":"+IF(BX$53=$Z107,N$127,0)","v":0},{"$f":"+IF(BY$53=$Z107,O$127,0)","v":0},{"$f":"+IF(BZ$53=$Z107,P$127,0)","v":0},{"$f":"+IF(CA$53=$Z107,Q$127,0)","v":0},{"$f":"+IF(CB$53=$Z107,R$127,0)","v":0},{"$f":"+IF(CC$53=$Z107,S$127,0)","v":0},{"$f":"+IF(CD$53=$Z107,T$127,0)","v":0},{"$f":"+IF(CE$53=$Z107,U$127,0)","v":0},{"$f":"+IF(CF$53=$Z107,V$127,0)","v":0},{"$f":"+IF(CG$53=$Z107,W$127,0)","v":0},null,null,"Utility",{"$f":"+AE135","v":1.0019999999999998},{"$f":"+BN$66","v":2.2789390244699892E-4},{"$f":"+BF127+0.001","v":1.2278939024469989E-3},{"$f":"1/(AF107/($AF$129*$AA107/$AF$130-$AC107)+AG107/($AG$129*$AA107/$AG$130-$AC107)+AH107/($AH$129*$AA107/$AH$130-$AC107)+AI107/($AI$129*$AA107/$AI$130-AC107)+AJ107/($AJ$127*$AA107/$AJ$130-$AC107)+AK107/($AK$129*$AA107/$AK$130-$AC107)+AL107/($AL$129*$AA107/$AL$130-$AC107)+AM107/($AM$129*$AA107/$AM$130-$AC107)+AN107/($AN$129*$AA107/$AN$130-$AC107)+AO107/($AO$129*$AA107/$AO$130-$AC107)+AP107/($AP$129*$AA107/$AP$130-$AC107)+AQ107/($AQ$129*$AA107/$AQ$130-$AC107)+AR107/($AR$129*$AA107/$AR$130-$AC107)+AS107/($AS$129*$AA107/$AS$130-$AC107)+AT107/($AT$129*$AA107/$AT$130-$AC107)+AU107/($AU$129*$AA107/$AU$130-$AC107)+AV107/($AV$129*$AA107/$AV$130-$AC107)+AW107/($AW$129*$AA107/$AW$130-$AC107)+AX107/($AX$129*$AA107/$AX$130-$AC107)+AY107/($AY$129*$AA107/$AY$130-$AC107)+AZ107/($AZ$129*$AA107/$AZ$130-$AC107)+BA107/($BA$129*$AA107/$BA$130-$AC107)+BB107/($BB$129*$AA107/$BB$130-$AC107)+BC107/($BC$129*$AA107/$BC$130-$AC107)+BD107/($BD$129*$AA107/$BD$130-$AC107))","v":5.0070947260777601},"Utility",{"$f":"+COUNTIF(AF$80:AF$100,$AE107)","v":1},0,0,0,0,0,0,0,0,0,{"$f":"+COUNTIF(AP$80:AP$100,$AE107)","v":0},0,0,0,0,0,0,0,0,0,0,0,0,0,0,{"$f":"+COUNTIF(BM$81:BM$100,$AE107)","v":0},{"$f":"+COUNTIF(BN$81:BN$100,$AE107)","v":0},{"$f":"+COUNTIF(BO$81:BO$100,$AE107)","v":1},{"$f":"+COUNTIF(BP$81:BP$100,$AE107)","v":0},{"$f":"+COUNTIF(BQ$81:BQ$100,$AE107)","v":0},{"$f":"+COUNTIF(BR$81:BR$100,$AE107)","v":0},{"$f":"+COUNTIF(BS$81:BS$100,$AE107)","v":0},{"$f":"+COUNTIF(BT$81:BT$100,$AE107)","v":0},{"$f":"+COUNTIF(BU$81:BU$100,$AE107)","v":0},{"$f":"+COUNTIF(BV$81:BV$100,$AE107)","v":0},{"$f":"+COUNTIF(BW$81:BW$100,$AE107)","v":0},{"$f":"+COUNTIF(BX$81:BX$100,$AE107)","v":0},{"$f":"+COUNTIF(BY$81:BY$100,$AE107)","v":0},{"$f":"+COUNTIF(BZ$81:BZ$100,$AE107)","v":0},{"$f":"+COUNTIF(CA$81:CA$100,$AE107)","v":0},{"$f":"+COUNTIF(CB$81:CB$100,$AE107)","v":0},{"$f":"+COUNTIF(CC$81:CC$100,$AE107)","v":0},{"$f":"+COUNTIF(CD$81:CD$100,$AE107)","v":0},{"$f":"+COUNTIF(CE$81:CE$100,$AE107)","v":0},{"$f":"+COUNTIF(CF$81:CF$100,$AE107)","v":0},{"$f":"+COUNTIF(CG$81:CG$100,$AE107)","v":0},"Utility",null,null,null,null,null,null,null,null,"%Zloop",0.1,0.5,1,2,3,4,5,6,7,8,10,12,14,18,21,100,1000,10000,null,null,null,null,null,null,null,null,null,null,null,null,null,null,null,null,null,null,null,null,null,null,null,null,null,null,null,null,null,null,null,null,null,null,null,null,null,null,null,null,null,null,null,null,null,null,0]
[null,"T1",null,0,0,0,0,0,0,0,0,0,0,0,0,0,0,0,0,0,0,0,0,null,null,"t1",1.0009999999999999,{"$f":"+BO$66","v":2.0966275487414631E-3},{"$f":"+BG127+0.001","v":3.3242940121640638E-3},{"$f":"1/(AF108/($AF$129*$AA108/$AF$130-$AC108)+AG108/($AG$129*$AA108/$AG$130-$AC108)+AH108/($AH$129*$AA108/$AH$130-$AC108)+AI108/($AI$129*$AA108/$AI$130-AC108)+AJ108/($AJ$129*$AA108/$AJ$130-$AC108)+AK108/($AK$129*$AA108/$AK$130-$AC108)+AL108/($AL$129*$AA108/$AL$130-$AC108)+AM108/($AM$129*$AA108/$AM$130-$AC108)+AN108/($AN$129*$AA108/$AN$130-$AC108)+AO108/($AO$129*$AA108/$AO$130-$AC108)+AP108/($AP$129*$AA108/$AP$130-$AC108)+AQ108/($AQ$129*$AA108/$AQ$130-$AC108)+AR108/($AR$129*$AA108/$AR$130-$AC108)+AS108/($AS$129*$AA108/$AS$130-$AC108)+AT108/($AT$129*$AA108/$AT$130-$AC108)+AU108/($AU$129*$AA108/$AU$130-$AC108)+AV108/($AV$129*$AA108/$AV$130-$AC108)+AW108/($AW$129*$AA108/$AW$130-$AC108)+AX108/($AX$129*$AA108/$AX$130-$AC108)+AY108/($AY$129*$AA108/$AY$130-$AC108)+AZ108/($AZ$129*$AA108/$AZ$130-$AC108)+BA108/($BA$129*$AA108/$BA$130-$AC108)+BB108/($BB$129*$AA108/$BB$130-$AC108)+BC108/($BC$129*$AA108/$BC$130-$AC108)+BD108/($BD$129*$AA108/$BD$130-$AC108))","v":5},"t1",1,0,0,0,0,0,0,0,0,0,0,0,0,0,0,0,0,0,0,0,0,0,0,0,0,0,0,0,0,0,0,0,0,0,0,0,0,0,0,0,0,0,0,0,0,0,"t1",null,null,null,null,null,null,null,null,"Kfactor",{"$f":"+(10000+SUMPRODUCT(CJ117:CJ156,$DB117:$DB156,CJ117:CJ156,$DB117:$DB156))/10000/CJ110^2","v":19.29967469702563},5.2844045609866512,2.6931105485342006,1.917108722747181,1.7889026320360115,1.6195372763649323,1.5093989785072481,1.4291954023729334,1.3709097131120922,1.3251251508581467,1.2613076858807732,1.22243389695072,1.1936769986533113,1.1440497613513421,1.1190758908345386,1.1190758908345386,1.1190758908345386,1.1190758908345386,null,null,null,null,null,null,null,null,null,null,null,null,null,null,null,null,null,null,null,null,null,null,null,null,null,null,null,null,null,null,null,null,null,null,null,null,null,null,null,null,null,null,null,null,null,null,0]
[null,"T2",null,0,0,0,0,0,0,0,0,0,0,0,0,0,0,0,0,0,0,0,0,null,null,"t2",1E-3,{"$f":"+BP$66","v":0},{"$f":"+BH$127+0.001","v":1E-3},{"$error":"#DIV/0!"},"t2",0,0,0,0,0,0,0,0,0,0,0,0,0,0,0,0,0,0,0,0,0,0,0,0,0,0,0,0,0,0,0,0,0,0,0,0,0,0,0,0,0,0,0,0,0,0,"t2",null,null,null,null,null,null,null,null,"%Ithd",{"$f":"+SQRT(SUMSQ(CJ117:CJ156))","v":23.829201564158044},11.473866589603713,7.6752727392239972,7.4410236495083586,9.0312752317593894,9.1683594499946981,6.9304133259978844,5.420633588679058,4.5033056010786447,3.9273547902845389,3.2286271087279332,2.8439819750662467,2.6136430490838563,2.2134463567239444,2.0188769165778724,2.0188769165778724,2.0188769165778724,2.0188769165778724,null,null,null,null,null,null,null,null,null,null,null,null,null,null,null,null,null,null,null,null,null,null,null,null,null,null,null,null,null,null,null,null,null,null,null,null,null,null,null,null,null,null,null,null,null,null,0]
[null,"T3",null,0,0,0,0,0,0,0,0,0,0,0,0,0,0,0,0,0,0,0,0,null,null,"t3",1E-3,{"$f":"+BQ$66","v":0},{"$f":"+BI$127+0.001","v":1E-3},{"$error":"#DIV/0!"},"t3",0,0,0,0,0,0,0,0,0,0,0,0,0,0,0,0,0,0,0,0,0,0,0,0,0,0,0,0,0,0,0,0,0,0,0,0,0,0,0,0,0,0,0,0,0,0,"t3",null,null,null,null,null,null,null,null,"Irms/If",{"$f":"+SQRT(1+(CJ109/100)^2)","v":1.0279995548240899},1.0065609576432033,1.0029411653542533,1.0027646200855185,1.0040699145135159,1.0041941453227212,1.0023986546713424,1.0014680857871965,1.0010134745015526,1.0007709086323788,1.0005210658955268,1.0004043299323779,1.0003414981888947,1.0002449372415785,1.0002037724386112,1.0002037724386112,1.0002037724386112,1.0002037724386112,null,null,null,null,null,null,null,null,null,null,null,null,null,null,null,null,null,null,null,null,null,null,null,null,null,null,null,null,null,null,null,null,null,null,null,null,null,null,null,null,null,null,null,null,null,null,0]
[null,"T4",null,0,0,0,0,0,0,0,0,0,0,0,0,0,0,0,0,0,0,0,0,null,null,"t4",1E-3,{"$f":"+BR$66","v":0},{"$f":"+BJ$127+0.001","v":1E-3},{"$error":"#DIV/0!"},"t4",0,0,0,0,0,0,0,0,0,0,0,0,0,0,0,0,0,0,0,0,0,0,0,0,0,0,0,0,0,0,0,0,0,0,0,0,0,0,0,0,0,0,0,0,0,0,"t4",null,null,null,null,null,null,null,null,"Ih/If",{"$f":"+CJ109/100","v":0.23829201564158045},0.11473866589603712,7.6752727392239969E-2,7.441023649508359E-2,9.0312752317593892E-2,9.168359449994698E-2,6.9304133259978848E-2,5.420633588679058E-2,4.503305601078645E-2,3.9273547902845388E-2,3.2286271087279335E-2,2.8439819750662468E-2,2.6136430490838563E-2,2.2134463567239443E-2,2.0188769165778723E-2,2.0188769165778723E-2,2.0188769165778723E-2,2.0188769165778723E-2,null,null,null,null,null,null,null,null,null,null,null,null,null,null,null,null,null,null,null,null,null,null,null,null,null,null,null,null,null,null,null,null,null,null,null,null,null,null,null,null,null,null,null,null,null,null,0]
[null,"T5",null,0,0,0,0,0,0,0,0,0,0,0,0,0,0,0,0,0,0,0,0,null,null,"t5",1E-3,{"$f":"+BS$66","v":0},{"$f":"+BK$127+0.001","v":1E-3},{"$error":"#DIV/0!"},"t5",0,0,0,0,0,0,0,0,0,0,0,0,0,0,0,0,0,0,0,0,0,0,0,0,0,0,0,0,0,0,0,0,0,0,0,0,0,0,0,0,0,0,0,0,0,0,"t5",null,null,null,null,null,null,null,null,"DispPF",0.99,0.99199999999999999,0.99099999999999999,0.98899999999999999,0.98799999999999999,0.98799999999999999,0.98699999999999999,0.98699999999999999,0.98599999999999999,0.98599999999999999,0.98599999999999999,0.98699999999999999,0.98699999999999999,0.98899999999999999,0.99,0.9,0.9,0.9,null,null,null,null,null,null,null,null,null,null,null,null,null,null,null,null,null,null,null,null,null,null,null,null,null,null,null,null,null,null,null,null,null,null,null,null,null,null,null,null,null,null,null,null,null,null,0]
[null,"T6",null,0,0,0,0,0,0,0,0,0,0,0,0,0,0,0,0,0,0,0,0,null,null,"t6",1E-3,{"$f":"+BT$66","v":0},{"$f":"+BL$127+0.001","v":1E-3},{"$error":"#DIV/0!"},"t6",0,0,0,0,0,0,0,0,0,0,0,0,0,0,0,0,0,0,0,0,0,0,0,0,0,0,0,0,0,0,0,0,0,0,0,0,0,0,0,0,0,0,0,0,0,0,"t6",null,null,null,null,null,null,null,null,"ActPF",0.91300000000000003,0.98599999999999999,0.98699999999999999,0.98599999999999999,0.98499999999999999,0.98499999999999999,0.98399999999999999,0.98399999999999999,0.98299999999999998,0.98299999999999998,0.98299999999999998,0.98299999999999998,0.98299999999999998,0.98499999999999999,0.98599999999999999,0.9,0.9,0.9,null,null,null,null,null,null,null,null,null,null,null,null,null,null,null,null,null,null,null,null,null,null,null,null,null,null,null,null,null,null,null,null,null,null,null,null,null,null,null,null,null,null,null,null,null,null,0]
[null,"T7",null,0,0,0,0,0,0,0,0,0,0,0,0,0,0,0,0,0,0,0,0,null,null,"t7",1E-3,{"$f":"+BU$66","v":0},{"$f":"+BM$127+0.001","v":1E-3},{"$error":"#DIV/0!"},"t7",0,0,0,0,0,0,0,0,0,0,0,0,0,0,0,0,0,0,0,0,0,0,0,0,0,0,0,0,0,0,0,0,0,0,0,0,0,0,0,0,0,0,0,0,0,0,"t7",null,null,null,null,null,null,null,null,"%Vthd",0.64300000000000002,0.91600000000000004,1.504,2.5640000000000001,3.4849999999999999,4.1749999999999998,4.7850000000000001,5.4,5.9260000000000002,6.33,7.2169999999999996,7.8639999999999999,8.3960000000000008,8.5220000000000002,8.5579999999999998,90,90,90,null,null,null,null,null,null,null,null,null,null,null,null,null,null,null,null,null,null,null,null,null,null,null,null,null,null,null,null,null,null,null,null,null,null,null,null,null,null,null,null,null,null,null,null,null,null,0]
[null,"T8",null,0,0,0,0,0,0,0,0,0,0,0,0,0,0,0,0,0,0,0,0,null,null,"t8",1E-3,{"$f":"+BV$66","v":0},{"$f":"+BN$127+0.001","v":1E-3},{"$error":"#DIV/0!"},"t8",0,0,0,0,0,0,0,0,0,0,0,0,0,0,0,0,0,0,0,0,0,0,0,0,0,0,0,0,0,0,0,0,0,0,0,0,0,0,0,0,0,0,0,0,0,0,"t8",null,null,null,null,null,null,null,null,"Vrms/Vs",0.99990000000000001,0.99880000000000002,0.99750000000000005,0.99470000000000003,0.9919,0.9889,0.9859,0.9829,0.9798,0.9768,0.97070000000000001,0.96440000000000003,0.95840000000000003,0.94620000000000004,0.93703999999999998,0.09,0.09,0.09,null,null,null,null,null,null,null,null,null,null,null,null,null,null,null,null,null,null,null,null,null,null,null,null,null,null,null,null,null,null,null,null,null,null,null,null,null,null,null,null,null,null,null,null,null,null,0]
[null,"T9",null,0,0,0,0,0,0,0,0,0,0,0,0,0,0,0,0,0,0,0,0,null,null,"t9",1E-3,{"$f":"+BW$66","v":0},{"$f":"+BO$127+0.001","v":1E-3},{"$error":"#DIV/0!"},"t9",0,0,0,0,0,0,0,0,0,0,0,0,0,0,0,0,0,0,0,0,0,0,0,0,0,0,0,0,0,0,0,0,0,0,0,0,0,0,0,0,0,0,0,0,0,0,"t9",null,null,null,null,null,null,null,null,"Vbus/Vs",1.403,1.4008,1.3979999999999999,1.3929,1.3875999999999999,1.3824000000000001,1.377,1.3722000000000001,1.3671,1.3622000000000001,1.3523000000000001,1.3428,1.3334999999999999,1.3163,1.3036000000000001,0.5,0.5,0.5,null,null,null,null,null,null,null,null,null,null,null,null,null,null,null,null,null,null,null,null,null,null,null,null,null,null,null,null,null,null,null,null,null,null,null,null,null,null,null,null,null,null,null,null,null,null,0]
[null,"B1",null,0,0,0,0,0,0,0,0,0,0,0,0,0,0,0,0,0,0,0,0,null,null,"b1",1E-3,{"$f":"+BX$66","v":0},{"$f":"+BP$127+0.001","v":1E-3},{"$error":"#DIV/0!"},"b1",{"$f":"+COUNTIF(AF$80:AF$100,$AE117)","v":0},0,0,0,0,0,0,0,0,0,{"$f":"+COUNTIF(AP$80:AP$100,$AE117)","v":0},0,0,0,0,0,0,0,0,0,0,0,0,0,0,0,0,0,0,0,0,0,0,0,0,0,0,0,0,0,0,0,0,0,0,0,"b1",null,null,null,null,null,null,null,null,"%I2nd",1.1909529428501139E-2,2.3006694496714528E-2,0.13697956111264573,1.4662267323548363E-2,6.9027696721444126E-3,4.3831135874103852E-2,4.6802638702594906E-2,6.8794252930534053E-2,0.10835416826319474,0.11036786727940183,0.1742164356599416,0.1698782744539386,0.28127149850258332,0.26684822089355015,0.34255894205138104,0.34255894205138104,0.34255894205138104,0.34255894205138104,2,0.01,0.03,0,0.08,0.11,0.11,0.21,0.26,0.33,0.38,0.55000000000000004,0.73,0.83,0.92,1.08,0,0,0,null,null,null,null,null,null,null,null,null,null,null,null,null,null,null,null,null,null,null,null,null,null,null,null,null,null,null,0]
[null,"B2",null,0,0,0,0,0,0,0,0,0,0,0,0,0,0,0,0,0,0,0,0,null,null,"b2",1E-3,{"$f":"+BY$66","v":0},{"$f":"+BQ$127+0.001","v":1E-3},{"$error":"#DIV/0!"},"b2",0,0,0,0,0,0,0,0,0,0,0,0,0,0,0,0,0,0,0,0,0,0,0,0,0,0,0,0,0,0,0,0,0,0,0,0,0,0,0,0,0,0,0,0,0,0,"b2",null,null,null,null,null,null,null,null,"%I3rd",3.0359328823787601,3.2097377552660591,3.4224226031392324,5.5600023884881269,7.7454630217608811,8.2187064109731214,5.8552346966708306,4.1875290688513047,3.1523650408618376,2.5098998435466231,1.7419172841128459,1.320519735257244,1.1430817936046822,0.83222931531620459,0.74328893413380337,0.74328893413380337,0.74328893413380337,0.74328893413380337,3,null,null,null,null,null,null,null,null,null,null,null,null,null,null,null,null,null,null,null,null,null,null,null,null,null,null,null,null,null,null,null,null,null,null,null,null,null,null,null,null,null,null,null,null,null,0]
[null,"B3",null,0,0,0,0,0,0,0,0,0,0,0,0,0,0,0,0,0,0,0,0,null,null,"b3",1E-3,{"$f":"+BZ$66","v":0},{"$f":"+BR$127+0.001","v":1E-3},{"$error":"#DIV/0!"},"b3",0,0,0,0,0,0,0,0,0,0,0,0,0,0,0,0,0,0,0,0,0,0,0,0,0,0,0,0,0,0,0,0,0,0,0,0,0,0,0,0,0,0,0,0,0,0,"b3",null,null,null,null,null,null,null,null,"%I4th",3.5586583879193799E-2,9.682841863360353E-2,0.17730592384628019,1.2930684861921334E-2,1.6405906571399998E-2,1.7819010201424264E-3,1.000471218498352E-2,1.3382746757872309E-2,1.1242668744813521E-2,7.0377444159868234E-3,6.2467265725456083E-3,1.8776057656156954E-2,9.743055816995274E-3,3.5836096368080113E-2,8.7647354950512561E-3,8.7647354950512561E-3,8.7647354950512561E-3,8.7647354950512561E-3,4,0,0.02,0.01,0.01,0,0.02,0.01,0.01,0,0.01,0.01,0.02,0.02,0.08,7.0000000000000007E-2,0,0,0,null,null,null,null,null,null,null,null,null,null,null,null,null,null,null,null,null,null,null,null,null,null,null,null,null,null,null,0]
[null,"B4",null,0,0,0,0,0,0,0,0,0,0,0,0,0,0,0,0,0,0,0,0,null,null,"b4",1E-3,{"$f":"+CA$66","v":0},{"$f":"+BS$127+0.001","v":1E-3},{"$error":"#DIV/0!"},"b4",0,0,0,0,0,0,0,0,0,0,0,0,0,0,0,0,0,0,0,0,0,0,0,0,0,0,0,0,0,0,0,0,0,0,0,0,0,0,0,0,0,0,0,0,0,0,"b4",null,null,null,null,null,null,null,null,"%I5th",3.6706672131351689E-2,7.1655643284764925E-2,0.13807199577411841,3.3902274121862148E-2,3.7840555324335168E-2,3.7716215167431281E-2,4.4148738797725642E-2,3.3505918667603753E-2,2.6859492769764355E-2,2.0380879821926389E-2,2.1378209835912262E-2,3.928244596687229E-2,3.5796540816335626E-2,4.6035448056222998E-2,7.2453064298505954E-2,7.2453064298505954E-2,7.2453064298505954E-2,7.2453064298505954E-2,5,0.01,0.08,0.01,0.01,0,0.01,0.01,0.01,0.01,0.01,0.02,0.01,0.03,0.05,0.13,13,13,13,null,null,null,null,null,null,null,null,null,null,null,null,null,null,null,null,null,null,null,null,null,null,null,null,null,null,null,0]
[null,"B5",null,0,0,0,0,0,0,0,0,0,0,0,0,0,0,0,0,0,0,0,0,null,null,"b5",1E-3,{"$f":"+CB$66","v":0},{"$f":"+BT$127+0.001","v":1E-3},{"$error":"#DIV/0!"},"b5",0,0,0,0,0,0,0,0,0,0,0,0,0,0,0,0,0,0,0,0,0,0,0,0,0,0,0,0,0,0,0,0,0,0,0,0,0,0,0,0,0,0,0,0,0,0,"b5",null,null,null,null,null,null,null,null,"%I6th",2.2973891459115155E-2,6.5462128252439647E-2,0.10744542130763297,1.2377817664481311E-2,1.213049371972779E-2,2.7129047478324578E-3,8.7365655382741023E-3,3.728683787902439E-3,6.0296194687304181E-3,1.2918711799695261E-2,7.74800137102662E-3,1.6425010182114966E-2,5.5867454942603199E-3,2.1290658646425643E-2,1.0327558770757188E-2,1.0327558770757188E-2,1.0327558770757188E-2,1.0327558770757188E-2,6,null,null,null,null,null,null,null,null,null,null,null,null,null,null,null,null,null,null,null,null,null,null,null,null,null,null,null,null,null,null,null,null,null,null,null,null,null,null,null,null,null,null,null,null,null,0]
[null,"B6",null,0,0,0,0,0,0,0,0,0,0,0,0,0,0,0,0,0,0,0,0,null,null,"b6",1E-3,{"$f":"+CC$66","v":0},{"$f":"+BU$127+0.001","v":1E-3},{"$error":"#DIV/0!"},"b6",0,0,0,0,0,0,0,0,0,0,0,0,0,0,0,0,0,0,0,0,0,0,0,0,0,0,0,0,0,0,0,0,0,0,0,0,0,0,0,0,0,0,0,0,0,0,"b6",null,null,null,null,null,null,null,null,"%I7th",2.8831707893060887E-2,7.5346488945638418E-2,8.3566289836306235E-2,1.0065404811333481E-2,5.2745768892390344E-3,4.7891262597208537E-3,7.1222433804087335E-3,5.4581088042150571E-3,8.8663715090746692E-3,9.4474665281737234E-3,5.2843092472992367E-3,2.7647758343350513E-2,5.0038799187197306E-3,6.7031502353849819E-4,3.6176480803707951E-2,3.6176480803707951E-2,3.6176480803707951E-2,3.6176480803707951E-2,7,0.03,0.1,0.02,0,0,0.03,0.01,0.01,0.01,0.02,0.01,0,0.03,0.04,0.12,4,4,4,null,null,null,null,null,null,null,null,null,null,null,null,null,null,null,null,null,null,null,null,null,null,null,null,null,null,null,0]
[null,"B7",null,0,0,0,0,0,0,0,0,0,0,0,0,0,0,0,0,0,0,0,0,null,null,"b7",1E-3,{"$f":"+CD$66","v":0},{"$f":"+BV$127+0.001","v":1E-3},{"$error":"#DIV/0!"},"b7",0,0,0,0,0,0,0,0,0,0,0,0,0,0,0,0,0,0,0,0,0,0,0,0,0,0,0,0,0,0,0,0,0,0,0,0,0,0,0,0,0,0,0,0,0,0,"b7",null,null,null,null,null,null,null,null,"%I8th",0.33506909517803257,1.0095468394622123E-2,4.3681778246234176E-2,1.3600983383232172E-3,5.4647578401225347E-3,1.1310349002135707E-2,8.3571764515199438E-3,5.1852791455620009E-3,6.9743645514715649E-3,5.2568779935185687E-3,4.7462039759913104E-3,1.392849552199155E-2,6.96456470763518E-3,4.9891477056392408E-2,1.0698974512708228E-2,1.0698974512708228E-2,1.0698974512708228E-2,1.0698974512708228E-2,8,0.12,0.03,0.06,0.03,0.03,0.01,0.04,0.01,0,0.01,0.01,0.01,0.02,0.1,7.0000000000000007E-2,0,0,0,null,null,null,null,null,null,null,null,null,null,null,null,null,null,null,null,null,null,null,null,null,null,null,null,null,null,null,0]
[null,"B8",null,0,0,0,0,0,0,0,0,0,0,0,0,0,0,0,0,0,0,0,0,null,null,"b8",1E-3,{"$f":"+CE$66","v":0},{"$f":"+BW$12+0.001","v":1E-3},{"$error":"#DIV/0!"},"b8",0,0,0,0,0,0,0,0,0,0,0,0,0,0,0,0,0,0,0,0,0,0,0,0,0,0,0,0,0,0,0,0,0,0,0,0,0,0,0,0,0,0,0,0,0,0,"b8",null,null,null,null,null,null,null,null,"%I9th",0.10672238759028201,7.4306348530072631E-3,4.7961223600523004E-2,1.5077543472431264E-3,1.3226315720251309E-3,3.0629249836185849E-3,1.4861540574747842E-3,1.5951019186230923E-3,2.599992077713705E-3,9.4320770889253229E-4,2.5134760445126481E-3,1.9478864169643763E-2,1.0256155939240678E-2,1.4416113128063946E-2,1.1946482989145324E-2,1.1946482989145324E-2,1.1946482989145324E-2,1.1946482989145324E-2,9,null,null,null,null,null,null,null,null,null,null,null,null,null,null,null,null,null,null,null,null,null,null,null,null,null,null,null,null,null,null,null,null,null,null,null,null,null,null,null,null,null,null,null,null,null,0]
[null,"B9",null,0,0,0,0,0,0,0,0,0,0,0,0,0,0,0,0,0,0,0,0,null,null,"b9",1E-3,{"$f":"+CF$66","v":0},{"$f":"+BX$127+0.001","v":1E-3},{"$error":"#DIV/0!"},"b9",0,0,0,0,0,0,0,0,0,0,0,0,0,0,0,0,0,0,0,0,0,0,0,0,0,0,0,0,0,0,0,0,0,0,0,0,0,0,0,0,0,0,0,0,0,0,"b9",null,null,null,null,null,null,null,null,"%I10th",0.20564851623015321,3.2257844097552134E-2,4.398709528627298E-3,7.7820830907117155E-3,8.1753321003981451E-3,5.3744490784974298E-3,5.4674575385052536E-3,2.1111323538398927E-3,8.0502184353641818E-3,7.5109379641863875E-3,6.6000609631601675E-3,2.8492098283610417E-2,2.7550313015415457E-2,3.065921248350386E-2,1.7685502247984652E-2,1.7685502247984652E-2,1.7685502247984652E-2,1.7685502247984652E-2,10,0.25,0.04,0.01,0.02,0.02,0,0.03,0.02,0,0.01,0.01,0.02,0.02,0.12,0.05,0,0,0,null,null,null,null,null,null,null,null,null,null,null,null,null,null,null,null,null,null,null,null,null,null,null,null,null,null,null,0]
[null,"B10",null,0,0,0,0,0,0,0,0,0,0,0,0,0,0,0,0,0,0,0,0,null,null,"b10",1E-3,{"$f":"+CG$66","v":0},{"$f":"+BY$127+0.001","v":1E-3},{"$error":"#DIV/0!"},"b10",0,0,0,0,0,0,0,0,0,0,0,0,0,0,0,0,0,0,0,0,0,0,0,0,0,0,0,0,0,0,0,0,0,0,0,0,0,0,0,0,0,0,0,0,0,0,"b10",null,null,null,null,null,null,null,null,"%I11th",9.3791941523361108E-2,2.7224787795887943E-2,1.2817694235115749E-2,4.71653341826827E-3,8.1635762002712081E-3,9.3246597320623004E-3,5.9432380449086393E-3,2.8821825610152799E-3,3.5974927660786774E-3,1.0629811607897196E-3,2.3545944987122445E-3,3.2143580508654075E-2,1.0441151586119914E-2,2.512483518514692E-2,2.2806090561359814E-2,2.2806090561359814E-2,2.2806090561359814E-2,2.2806090561359814E-2,11,7.0000000000000007E-2,0,0.01,0.01,0.01,0.01,0,0.01,0.01,0.01,0.02,0.01,0.03,0.01,7.0000000000000007E-2,0.5,0.5,0.5,null,null,null,null,null,null,null,null,null,null,null,null,null,null,null,null,null,null,null,null,null,null,null,null,null,null,null,0]
[null,null,null,{"$f":"+AC135","v":1.0019999999999998},{"$f":"+AC136","v":1.0009999999999999},{"$f":"+AC137","v":1E-3},{"$f":"+AC138","v":1E-3},{"$f":"+AC139","v":1E-3},{"$f":"+AC140","v":1E-3},{"$f":"+AC141","v":1E-3},{"$f":"+AC142","v":1E-3},{"$f":"+AC143","v":1E-3},{"$f":"+AC144","v":1E-3},{"$f":"+AC145","v":1E-3},{"$f":"+AC146","v":1E-3},{"$f":"+AC147","v":1E-3},{"$f":"+AC148","v":1E-3},{"$f":"+AC149","v":1E-3},{"$f":"+AC150","v":1E-3},{"$f":"+AC151","v":1E-3},{"$f":"+AC152","v":1E-3},{"$f":"+AC153","v":1E-3},{"$f":"+AC154","v":1E-3},null,null,null,null,null,null,null,"%Zs=",{"$f":"+($AB$107*AF107/$AA$107+$AB$108*AF108/$AA$108+$AB$109*AF109/$AA$109+$AB$110*AF110/$AA$110+$AB$111*AF111/$AA$111+$AB$112*AF112/$AA$112+$AB$113*AF113/$AA$113+$AB$114*AF114/$AA$114+$AB$115*AF115/$AA$115+$AB$116*AF116/$AA$116+$AB$117*AF117/$AA$117+$AB$118*AF118/$AA$118+$AB$119*AF119/$AA$119+$AB$120*AF120/$AA$120+$AB$121*AF121/$AA$121+$AB$122*AF122/$AA$122+$AB$123*AF123/$AA$123+$AB$124*AF124/$AA$124+$AB$125*AF125/$AA$125+$AB$126*AF126/$AA$126)*AF$130","v":2.3242940121640638E-3},0,0,0,0,0,0,0,0,0,0,0,0,0,0,0,0,0,0,0,0,0,0,0,0,0,{"$f":"+($AB$107*BF107/$AA$107+$AB$108*BF108/$AA$108+$AB$109*BF109/$AA$109+$AB$110*BF110/$AA$110+$AB$111*BF111/$AA$111+$AB$112*BF112/$AA$112+$AB$113*BF113/$AA$113+$AB$114*BF114/$AA$114+$AB$115*BF115/$AA$115+$AB$116*BF116/$AA$116+$AB$117*BF117/$AA$117+$AB$118*BF118/$AA$118+$AB$119*BF119/$AA$119+$AB$120*BF120/$AA$120+$AB$121*BF121/$AA$121+$AB$122*BF122/$AA$122+$AB$123*BF123/$AA$123+$AB$124*BF124/$AA$124+$AB$125*BF125/$AA$125+$AB$126*BF126/$AA$126)*BF$130+AB107","v":2.2789390244699892E-4},{"$f":"+($AB$107*BG107/$AA$107+$AB$108*BG108/$AA$108+$AB$109*BG109/$AA$109+$AB$110*BG110/$AA$110+$AB$111*BG111/$AA$111+$AB$112*BG112/$AA$112+$AB$113*BG113/$AA$113+$AB$114*BG114/$AA$114+$AB$115*BG115/$AA$115+$AB$116*BG116/$AA$116+$AB$117*BG117/$AA$117+$AB$118*BG118/$AA$118+$AB$119*BG119/$AA$119+$AB$120*BG120/$AA$120+$AB$121*BG121/$AA$121+$AB$122*BG122/$AA$122+$AB$123*BG123/$AA$123+$AB$124*BG124/$AA$124+$AB$125*BG125/$AA$125+$AB$126*BG126/$AA$126)*BG$130+AB108","v":2.3242940121640638E-3},{"$f":"+($AB$107*BH107/$AA$107+$AB$108*BH108/$AA$108+$AB$109*BH109/$AA$109+$AB$110*BH110/$AA$110+$AB$111*BH111/$AA$111+$AB$112*BH112/$AA$112+$AB$113*BH113/$AA$113+$AB$114*BH114/$AA$114+$AB$115*BH115/$AA$115+$AB$116*BH116/$AA$116+$AB$117*BH117/$AA$117+$AB$118*BH118/$AA$118+$AB$119*BH119/$AA$119+$AB$120*BH120/$AA$120+$AB$121*BH121/$AA$121+$AB$122*BH122/$AA$122+$AB$123*BH123/$AA$123+$AB$124*BH124/$AA$124+$AB$125*BH125/$AA$125+$AB$126*BH126/$AA$126)*BH$130+AB109","v":0},{"$f":"+($AB$107*BI107/$AA$107+$AB$108*BI108/$AA$108+$AB$109*BI109/$AA$109+$AB$110*BI110/$AA$110+$AB$111*BI111/$AA$111+$AB$112*BI112/$AA$112+$AB$113*BI113/$AA$113+$AB$114*BI114/$AA$114+$AB$115*BI115/$AA$115+$AB$116*BI116/$AA$116+$AB$117*BI117/$AA$117+$AB$118*BI118/$AA$118+$AB$119*BI119/$AA$119+$AB$120*BI120/$AA$120+$AB$121*BI121/$AA$121+$AB$122*BI122/$AA$122+$AB$123*BI123/$AA$123+$AB$124*BI124/$AA$124+$AB$125*BI125/$AA$125+$AB$126*BI126/$AA$126)*BI$130+AB110","v":0},{"$f":"+($AB$107*BJ107/$AA$107+$AB$108*BJ108/$AA$108+$AB$109*BJ109/$AA$109+$AB$110*BJ110/$AA$110+$AB$111*BJ111/$AA$111+$AB$112*BJ112/$AA$112+$AB$113*BJ113/$AA$113+$AB$114*BJ114/$AA$114+$AB$115*BJ115/$AA$115+$AB$116*BJ116/$AA$116+$AB$117*BJ117/$AA$117+$AB$118*BJ118/$AA$118+$AB$119*BJ119/$AA$119+$AB$120*BJ120/$AA$120+$AB$121*BJ121/$AA$121+$AB$122*BJ122/$AA$122+$AB$123*BJ123/$AA$123+$AB$124*BJ124/$AA$124+$AB$125*BJ125/$AA$125+$AB$126*BJ126/$AA$126)*BJ$130+AB111","v":0},{"$f":"+($AB$107*BK107/$AA$107+$AB$108*BK108/$AA$108+$AB$109*BK109/$AA$109+$AB$110*BK110/$AA$110+$AB$111*BK111/$AA$111+$AB$112*BK112/$AA$112+$AB$113*BK113/$AA$113+$AB$114*BK114/$AA$114+$AB$115*BK115/$AA$115+$AB$116*BK116/$AA$116+$AB$117*BK117/$AA$117+$AB$118*BK118/$AA$118+$AB$119*BK119/$AA$119+$AB$120*BK120/$AA$120+$AB$121*BK121/$AA$121+$AB$122*BK122/$AA$122+$AB$123*BK123/$AA$123+$AB$124*BK124/$AA$124+$AB$125*BK125/$AA$125+$AB$126*BK126/$AA$126)*BK$130+AB112","v":0},{"$f":"+($AB$107*BL107/$AA$107+$AB$108*BL108/$AA$108+$AB$109*BL109/$AA$109+$AB$110*BL110/$AA$110+$AB$111*BL111/$AA$111+$AB$112*BL112/$AA$112+$AB$113*BL113/$AA$113+$AB$114*BL114/$AA$114+$AB$115*BL115/$AA$115+$AB$116*BL116/$AA$116+$AB$117*BL117/$AA$117+$AB$118*BL118/$AA$118+$AB$119*BL119/$AA$119+$AB$120*BL120/$AA$120+$AB$121*BL121/$AA$121+$AB$122*BL122/$AA$122+$AB$123*BL123/$AA$123+$AB$124*BL124/$AA$124+$AB$125*BL125/$AA$125+$AB$126*BL126/$AA$126)*BL$130+AB113","v":0},{"$f":"+($AB$107*BM107/$AA$107+$AB$108*BM108/$AA$108+$AB$109*BM109/$AA$109+$AB$110*BM110/$AA$110+$AB$111*BM111/$AA$111+$AB$112*BM112/$AA$112+$AB$113*BM113/$AA$113+$AB$114*BM114/$AA$114+$AB$115*BM115/$AA$115+$AB$116*BM116/$AA$116+$AB$117*BM117/$AA$117+$AB$118*BM118/$AA$118+$AB$119*BM119/$AA$119+$AB$120*BM120/$AA$120+$AB$121*BM121/$AA$121+$AB$122*BM122/$AA$122+$AB$123*BM123/$AA$123+$AB$124*BM124/$AA$124+$AB$125*BM125/$AA$125+$AB$126*BM126/$AA$126)*BM$130+AB114","v":0},{"$f":"+($AB$107*BN107/$AA$107+$AB$108*BN108/$AA$108+$AB$109*BN109/$AA$109+$AB$110*BN110/$AA$110+$AB$111*BN111/$AA$111+$AB$112*BN112/$AA$112+$AB$113*BN113/$AA$113+$AB$114*BN114/$AA$114+$AB$115*BN115/$AA$115+$AB$116*BN116/$AA$116+$AB$117*BN117/$AA$117+$AB$118*BN118/$AA$118+$AB$119*BN119/$AA$119+$AB$120*BN120/$AA$120+$AB$121*BN121/$AA$121+$AB$122*BN122/$AA$122+$AB$123*BN123/$AA$123+$AB$124*BN124/$AA$124+$AB$125*BN125/$AA$125+$AB$126*BN126/$AA$126)*BN$130+AB115","v":0},{"$f":"+($AB$107*BO107/$AA$107+$AB$108*BO108/$AA$108+$AB$109*BO109/$AA$109+$AB$110*BO110/$AA$110+$AB$111*BO111/$AA$111+$AB$112*BO112/$AA$112+$AB$113*BO113/$AA$113+$AB$114*BO114/$AA$114+$AB$115*BO115/$AA$115+$AB$116*BO116/$AA$116+$AB$117*BO117/$AA$117+$AB$118*BO118/$AA$118+$AB$119*BO119/$AA$119+$AB$120*BO120/$AA$120+$AB$121*BO121/$AA$121+$AB$122*BO122/$AA$122+$AB$123*BO123/$AA$123+$AB$124*BO124/$AA$124+$AB$125*BO125/$AA$125+$AB$126*BO126/$AA$126)*BO$130+AB116","v":0},{"$f":"+($AB$107*BP107/$AA$107+$AB$108*BP108/$AA$108+$AB$109*BP109/$AA$109+$AB$110*BP110/$AA$110+$AB$111*BP111/$AA$111+$AB$112*BP112/$AA$112+$AB$113*BP113/$AA$113+$AB$114*BP114/$AA$114+$AB$115*BP115/$AA$115+$AB$116*BP116/$AA$116+$AB$117*BP117/$AA$117+$AB$118*BP118/$AA$118+$AB$119*BP119/$AA$119+$AB$120*BP120/$AA$120+$AB$121*BP121/$AA$121+$AB$122*BP122/$AA$122+$AB$123*BP123/$AA$123+$AB$124*BP124/$AA$124+$AB$125*BP125/$AA$125+$AB$126*BP126/$AA$126)*BP$130+AB117","v":0},{"$f":"+($AB$107*BQ107/$AA$107+$AB$108*BQ108/$AA$108+$AB$109*BQ109/$AA$109+$AB$110*BQ110/$AA$110+$AB$111*BQ111/$AA$111+$AB$112*BQ112/$AA$112+$AB$113*BQ113/$AA$113+$AB$114*BQ114/$AA$114+$AB$115*BQ115/$AA$115+$AB$116*BQ116/$AA$116+$AB$117*BQ117/$AA$117+$AB$118*BQ118/$AA$118+$AB$119*BQ119/$AA$119+$AB$120*BQ120/$AA$120+$AB$121*BQ121/$AA$121+$AB$122*BQ122/$AA$122+$AB$123*BQ123/$AA$123+$AB$124*BQ124/$AA$124+$AB$125*BQ125/$AA$125+$AB$126*BQ126/$AA$126)*BQ$130+AB118","v":0},{"$f":"+($AB$107*BR107/$AA$107+$AB$108*BR108/$AA$108+$AB$109*BR109/$AA$109+$AB$110*BR110/$AA$110+$AB$111*BR111/$AA$111+$AB$112*BR112/$AA$112+$AB$113*BR113/$AA$113+$AB$114*BR114/$AA$114+$AB$115*BR115/$AA$115+$AB$116*BR116/$AA$116+$AB$117*BR117/$AA$117+$AB$118*BR118/$AA$118+$AB$119*BR119/$AA$119+$AB$120*BR120/$AA$120+$AB$121*BR121/$AA$121+$AB$122*BR122/$AA$122+$AB$123*BR123/$AA$123+$AB$124*BR124/$AA$124+$AB$125*BR125/$AA$125+$AB$126*BR126/$AA$126)*BR$130+AB119","v":0},{"$f":"+($AB$107*BS107/$AA$107+$AB$108*BS108/$AA$108+$AB$109*BS109/$AA$109+$AB$110*BS110/$AA$110+$AB$111*BS111/$AA$111+$AB$112*BS112/$AA$112+$AB$113*BS113/$AA$113+$AB$114*BS114/$AA$114+$AB$115*BS115/$AA$115+$AB$116*BS116/$AA$116+$AB$117*BS117/$AA$117+$AB$118*BS118/$AA$118+$AB$119*BS119/$AA$119+$AB$120*BS120/$AA$120+$AB$121*BS121/$AA$121+$AB$122*BS122/$AA$122+$AB$123*BS123/$AA$123+$AB$124*BS124/$AA$124+$AB$125*BS125/$AA$125+$AB$126*BS126/$AA$126)*BS$130+AB120","v":0},{"$f":"+($AB$107*BT107/$AA$107+$AB$108*BT108/$AA$108+$AB$109*BT109/$AA$109+$AB$110*BT110/$AA$110+$AB$111*BT111/$AA$111+$AB$112*BT112/$AA$112+$AB$113*BT113/$AA$113+$AB$114*BT114/$AA$114+$AB$115*BT115/$AA$115+$AB$116*BT116/$AA$116+$AB$117*BT117/$AA$117+$AB$118*BT118/$AA$118+$AB$119*BT119/$AA$119+$AB$120*BT120/$AA$120+$AB$121*BT121/$AA$121+$AB$122*BT122/$AA$122+$AB$123*BT123/$AA$123+$AB$124*BT124/$AA$124+$AB$125*BT125/$AA$125+$AB$126*BT126/$AA$126)*BT$130+AB121","v":0},{"$f":"+($AB$107*BU107/$AA$107+$AB$108*BU108/$AA$108+$AB$109*BU109/$AA$109+$AB$110*BU110/$AA$110+$AB$111*BU111/$AA$111+$AB$112*BU112/$AA$112+$AB$113*BU113/$AA$113+$AB$114*BU114/$AA$114+$AB$115*BU115/$AA$115+$AB$116*BU116/$AA$116+$AB$117*BU117/$AA$117+$AB$118*BU118/$AA$118+$AB$119*BU119/$AA$119+$AB$120*BU120/$AA$120+$AB$121*BU121/$AA$121+$AB$122*BU122/$AA$122+$AB$123*BU123/$AA$123+$AB$124*BU124/$AA$124+$AB$125*BU125/$AA$125+$AB$126*BU126/$AA$126)*BU$130+AB122","v":0},{"$f":"+($AB$107*BV107/$AA$107+$AB$108*BV108/$AA$108+$AB$109*BV109/$AA$109+$AB$110*BV110/$AA$110+$AB$111*BV111/$AA$111+$AB$112*BV112/$AA$112+$AB$113*BV113/$AA$113+$AB$114*BV114/$AA$114+$AB$115*BV115/$AA$115+$AB$116*BV116/$AA$116+$AB$117*BV117/$AA$117+$AB$118*BV118/$AA$118+$AB$119*BV119/$AA$119+$AB$120*BV120/$AA$120+$AB$121*BV121/$AA$121+$AB$122*BV122/$AA$122+$AB$123*BV123/$AA$123+$AB$124*BV124/$AA$124+$AB$125*BV125/$AA$125+$AB$126*BV126/$AA$126)*BV$130+AB123","v":0},{"$f":"+($AB$107*BW107/$AA$107+$AB$108*BW108/$AA$108+$AB$109*BW109/$AA$109+$AB$110*BW110/$AA$110+$AB$111*BW111/$AA$111+$AB$112*BW112/$AA$112+$AB$113*BW113/$AA$113+$AB$114*BW114/$AA$114+$AB$115*BW115/$AA$115+$AB$116*BW116/$AA$116+$AB$117*BW117/$AA$117+$AB$118*BW118/$AA$118+$AB$119*BW119/$AA$119+$AB$120*BW120/$AA$120+$AB$121*BW121/$AA$121+$AB$122*BW122/$AA$122+$AB$123*BW123/$AA$123+$AB$124*BW124/$AA$124+$AB$125*BW125/$AA$125+$AB$126*BW126/$AA$126)*BW$130+AB124","v":0},{"$f":"+($AB$107*BX107/$AA$107+$AB$108*BX108/$AA$108+$AB$109*BX109/$AA$109+$AB$110*BX110/$AA$110+$AB$111*BX111/$AA$111+$AB$112*BX112/$AA$112+$AB$113*BX113/$AA$113+$AB$114*BX114/$AA$114+$AB$115*BX115/$AA$115+$AB$116*BX116/$AA$116+$AB$117*BX117/$AA$117+$AB$118*BX118/$AA$118+$AB$119*BX119/$AA$119+$AB$120*BX120/$AA$120+$AB$121*BX121/$AA$121+$AB$122*BX122/$AA$122+$AB$123*BX123/$AA$123+$AB$124*BX124/$AA$124+$AB$125*BX125/$AA$125+$AB$126*BX126/$AA$126)*BX$130+AB125","v":0},{"$f":"+($AB$107*BY107/$AA$107+$AB$108*BY108/$AA$108+$AB$109*BY109/$AA$109+$AB$110*BY110/$AA$110+$AB$111*BY111/$AA$111+$AB$112*BY112/$AA$112+$AB$113*BY113/$AA$113+$AB$114*BY114/$AA$114+$AB$115*BY115/$AA$115+$AB$116*BY116/$AA$116+$AB$117*BY117/$AA$117+$AB$118*BY118/$AA$118+$AB$119*BY119/$AA$119+$AB$120*BY120/$AA$120+$AB$121*BY121/$AA$121+$AB$122*BY122/$AA$122+$AB$123*BY123/$AA$123+$AB$124*BY124/$AA$124+$AB$125*BY125/$AA$125+$AB$126*BY126/$AA$126)*BY$130+AB126","v":0},null,null,null,null,null,null,null,null,null,"%I12th",4.422269851178548E-2,3.9356667879583238E-2,3.0586730526414255E-2,1.2346816265673292E-2,7.6921211975877592E-3,4.7339024774790987E-3,9.3994461380550193E-3,1.9060725304796352E-3,9.0945665869288511E-3,1.1612531087397678E-2,7.628402418021396E-4,3.0912450503064435E-2,2.0258932178141554E-2,2.4818575383434092E-2,2.2276796368782801E-2,2.2276796368782801E-2,2.2276796368782801E-2,2.2276796368782801E-2,12,null,null,null,null,null,null,null,null,null,null,null,null,null,null,null,null,null,null,null,null,null,null,null,null,null,null,null,null,null,null,null,null,null,null,null,null,null,null,null,null,null,null,null,null,null,0]
[null,null,null,null,null,null,null,null,null,null,null,null,null,null,null,null,null,null,null,null,null,null,null,null,null,null,null,null,"Af67",null,"%Zf=",{"$f":"+AF67+0.001","v":5.0010000000000003},{"$f":"+AG67+0.001","v":1E-3},1E-3,1E-3,1E-3,1E-3,1E-3,1E-3,1E-3,1E-3,1E-3,1E-3,1E-3,1E-3,1E-3,1E-3,1E-3,1E-3,1E-3,1E-3,1E-3,1E-3,1E-3,1E-3,1E-3,null,null,null,null,null,null,null,null,null,null,null,null,null,null,null,null,null,null,null,null,null,null,null,null,null,null,null,null,null,null,"%I13th",3.8200201509114934E-2,2.9026638362091976E-3,1.4107955403320513E-2,6.9481230003941774E-3,3.0877134697586409E-2,5.4269441542185916E-2,2.4945392619108921E-2,1.9920611911010123E-2,1.7970509062942487E-2,1.5184452257779519E-2,4.793763905286897E-3,8.8682533990412076E-3,2.4291746388594094E-2,1.1852837952376917E-2,3.3308489403806998E-2,3.3308489403806998E-2,3.3308489403806998E-2,3.3308489403806998E-2,13,7.0000000000000007E-2,0.01,0.01,0.01,0,0,0,0.01,0,0,0.01,0.01,0,0.02,0.06,0.5,0.5,0.5,null,null,null,null,null,null,null,null,null,null,null,null,null,null,null,null,null,null,null,null,null,null,null,null,null,null,null,0]
[null,null,null,null,null,null,null,null,null,null,null,null,null,null,null,null,null,null,null,null,null,null,null,null,null,null,null,null,null,null,"%Zloop=",{"$f":"+AF127+AF128","v":5.0033242940121641},{"$f":"+AG127+AG128","v":1E-3},1E-3,1E-3,1E-3,1E-3,1E-3,1E-3,1E-3,1E-3,1E-3,1E-3,1E-3,1E-3,1E-3,1E-3,1E-3,1E-3,1E-3,1E-3,1E-3,1E-3,1E-3,1E-3,1E-3,0,2.2789390244699892E-4,2.3242940121640638E-3,0,0,0,0,0,0,0,0,0,0,0,0,0,0,0,0,0,0,null,null,null,null,null,null,null,null,null,"%I14th",3.1261495613992669E-2,1.1606508792035598E-2,2.7429050169300417E-2,8.1023918323392969E-3,2.4345218895168411E-3,2.8917256537448143E-3,1.9697038967195876E-3,4.906023106699714E-3,5.1303652975392758E-3,2.1362716192785559E-3,5.4505465013078326E-3,9.0311662681587506E-3,9.1862489029775826E-3,1.8049121101315329E-2,2.3246857283232905E-2,2.3246857283232905E-2,2.3246857283232905E-2,2.3246857283232905E-2,14,0.01,0.01,0.01,0.01,0,0.01,0.01,0,0,0.01,0,0.01,0.02,0.02,0.01,0,0,0,null,null,null,null,null,null,null,null,null,null,null,null,null,null,null,null,null,null,null,null,null,null,null,null,null,null,null,0]
[null,null,null,null,null,null,null,null,null,null,null,null,null,null,null,null,null,null,null,null,null,null,null,null,null,null,null,null,null,null,"HPdrv",{"$f":"+AF55+0.001","v":1.0009999999999999},{"$f":"+AG55+0.001","v":1E-3},1E-3,1E-3,1E-3,1E-3,1E-3,1E-3,1E-3,1E-3,1E-3,1E-3,1E-3,1E-3,1E-3,1E-3,1E-3,1E-3,1E-3,1E-3,1E-3,1E-3,1E-3,1E-3,1E-3,{"$f":"+AA107","v":1.0019999999999998},{"$f":"+AA107","v":1.0019999999999998},{"$f":"+AA108","v":1.0009999999999999},{"$f":"+AA109","v":1E-3},{"$f":"+AA110","v":1E-3},{"$f":"+AA111","v":1E-3},{"$f":"+AA112","v":1E-3},{"$f":"+AA113","v":1E-3},{"$f":"+AA114","v":1E-3},{"$f":"+AA115","v":1E-3},{"$f":"+AA116","v":1E-3},{"$f":"+AA117","v":1E-3},{"$f":"+AA118","v":1E-3},{"$f":"+AA119","v":1E-3},{"$f":"+AA120","v":1E-3},{"$f":"+AA121","v":1E-3},{"$f":"+AA122","v":1E-3},{"$f":"+AA123","v":1E-3},{"$f":"+AA124","v":1E-3},{"$f":"+AA125","v":1E-3},{"$f":"+AA126","v":1E-3},null,null,null,null,null,null,null,null,null,"%I15th",0.17764762352576602,0.44780429565471902,0.30337503627755424,0.36745799135044865,0.59157093065154864,0.67293053415211634,0.50241354632651691,0.38996281349004269,0.30934357005454033,0.25434577067946362,0.18862593377051984,0.16032946481050137,0.1491479628091259,0.12193556903905037,0.1027991316823809,0.1027991316823809,0.1027991316823809,0.1027991316823809,15,null,null,null,null,null,null,null,null,null,null,null,null,null,null,null,null,null,null,null,null,null,null,null,null,null,null,null,null,null,null,null,null,null,null,null,null,null,null,null,null,null,null,null,null,null,0]
[null,null,null,null,null,null,null,null,null,null,null,null,null,null,null,null,null,null,null,null,null,null,null,null,null,null,null,null,"not8 or 9=",null,null,{"$f":"+IF(AF54=8,0,IF(AF54=9,0,1))","v":1},1,1,1,1,1,1,1,1,1,1,1,1,1,1,1,1,1,1,1,1,1,1,1,1,0,1,1,1,1,1,1,1,1,1,1,1,1,1,1,1,1,1,1,1,1,null,null,null,null,null,null,null,null,null,"%I16th",5.3564408475049459E-2,7.5311894260015021E-3,2.7033958156056991E-2,9.2955264140000412E-4,1.0406497210362187E-2,1.1333555927757286E-2,1.4826511265297491E-3,9.9813059289114488E-3,1.148442082137309E-2,8.2996937710514765E-3,1.2527341652998548E-2,2.5592389359283228E-2,2.4662098235292862E-2,1.5760369308122059E-2,5.3336030500534683E-2,5.3336030500534683E-2,5.3336030500534683E-2,5.3336030500534683E-2,16,0.01,0.01,0.01,0.01,0.01,0.02,0.01,0.02,0.02,0.03,0.04,0.04,0.06,7.0000000000000007E-2,0.09,0,0,null,null,null,null,null,null,null,null,null,null,null,null,null,null,null,null,null,null,null,null,null,null,null,null,null,null,null,null,0]
[null,null,null,null,null,null,null,null,null,null,null,null,null,null,null,null,null,null,null,null,null,null,null,null,null,null,null,null,null,"not 8=",null,{"$f":"+IF(AF$54=8,0,1)","v":1},1,1,1,1,1,1,1,1,1,1,1,1,1,1,1,1,1,1,1,1,1,1,1,1,1,1,1,{"$f":"+IF(BH$53=8,0,1)","v":1},1,1,1,1,1,1,1,1,1,1,1,1,1,1,1,1,1,null,null,null,null,null,null,null,null,null,"%I17th",19.465770621648947,8.4799627522534333,5.6743022382068249,4.1285226102917401,4.1234655766844455,3.5904430241365572,3.1125689896979143,2.899671445357531,2.6967332874341721,2.5191423201551442,2.2366744260285447,2.0603819886499224,1.8964554472716002,1.6518580160919123,1.4790245412257466,1.4790245412257466,1.4790245412257466,1.4790245412257466,17,11.6,7.75,4.84,3.42,2.8,2.37,2.2400000000000002,2.13,2.04,1.86,1.7,1.51,1.4,1.33,1.2,0.2,0.2,null,null,null,null,null,null,null,null,null,null,null,null,null,null,null,null,null,null,null,null,null,null,null,null,null,null,null,null,{"$f":"X132","v":0}]
[null,null,null,null,null,null,null,null,null,null,null,null,null,null,null,null,null,null,null,null,null,null,null,null,null,null,null,null,null,"DrvUsedFactor=",null,{"$f":"+$G$9/10000*IF($H22=0,100,$H22)","v":1},{"$f":"+$G$9/10000*IF($H23=0,100,$H23)","v":1},{"$f":"+$G$9/10000*IF($H24=0,100,$H24)","v":1},{"$f":"+$G$9/10000*IF($H25=0,100,$H25)","v":1},{"$f":"+$G$9/10000*IF($H26=0,100,$H26)","v":1},{"$f":"+$G$9/10000*IF($H27=0,100,$H27)","v":1},{"$f":"+$G$9/10000*IF($H28=0,100,$H28)","v":1},{"$f":"+$G$9/10000*IF($H29=0,100,$H29)","v":1},{"$f":"+$G$9/10000*IF($H30=0,100,$H30)","v":1},{"$f":"+$G$9/10000*IF($H31=0,100,$H31)","v":1},{"$f":"+$G$9/10000*IF($H32=0,100,$H32)","v":1},{"$f":"+$G$9/10000*IF($H33=0,100,$H33)","v":1},{"$f":"+$G$9/10000*IF($H34=0,100,$H34)","v":1},{"$f":"+$G$9/10000*IF($H35=0,100,$H35)","v":1},{"$f":"+$G$9/10000*IF($H36=0,100,$H36)","v":1},{"$f":"+$G$9/10000*IF($H37=0,100,$H37)","v":1},{"$f":"+$G$9/10000*IF($H38=0,100,$H38)","v":1},{"$f":"+$G$9/10000*IF($H39=0,100,$H39)","v":1},{"$f":"+$G$9/10000*IF($H40=0,100,$H40)","v":1},{"$f":"+$G$9/10000*IF($H41=0,100,$H41)","v":1},{"$f":"+$G$9/10000*IF($H42=0,100,$H42)","v":1},{"$f":"+$G$9/10000*IF($H43=0,100,$H43)","v":1},{"$f":"+$G$9/10000*IF($H44=0,100,$H44)","v":1},{"$f":"+$G$9/10000*IF($H45=0,100,$H45)","v":1},{"$f":"+$G$9/10000*IF($H46=0,100,$H46)","v":1},1,1,1,1,1,1,1,1,1,1,1,1,1,1,1,1,1,1,1,1,1,null,null,null,null,null,null,null,null,null,"%I18th",7.3318148302150887E-2,3.6835095779405328E-3,1.2188017397659711E-2,2.4969850181657893E-4,1.1029294252790041E-2,2.314450493914366E-3,9.4916420614812053E-3,9.4124271043199825E-3,4.0195845617664351E-3,7.1494855337542358E-3,1.2289589977142698E-2,4.2626606084405022E-2,3.0661337718265871E-2,1.8053781890052356E-2,5.7282188437605901E-2,5.7282188437605901E-2,5.7282188437605901E-2,5.7282188437605901E-2,18,null,null,null,null,null,null,null,null,null,null,null,null,null,null,null,0.1,0.1,null,null,null,null,null,null,null,null,null,null,null,null,null,null,null,null,null,null,null,null,null,null,null,null,null,null,null,null,0]
[null,"HpCalculator",0,"utility","T1","T2","T3","T4","T5","T6","T7","T8","T9","B1","B2","B3","B4","B5","B6","B7","B8","B9","B10",null,"Hpudv&mtr","HpCalculator","FedFrom","Hpused","Hpdrvused","HPdrv","Hpall","D1","D2","D3","D4","D5","D6","D7","D8","D9","D10","D11","D12","D13","D14","D15","D16","D17","D18","D19","D20","D21","D22","D23","D24","D25",null,"utility","T1","T2","T3","T4","T5","T6","T7","T8","T9","B1","B2","B3","B4","B5","B6","B7","B8","B9","B10",null,null,null,null,null,null,null,null,null,"%I19th",12.584039296140794,6.6237604013500064,3.4962064140071276,2.376181633522473,1.7359067049459886,1.4787418663883014,1.7413654031191583,1.6294232566841957,1.5590656026838963,1.4996274397258564,1.4035741360481546,1.323639968578866,1.2499505433484608,1.1002659908221164,1.0261172499760505,1.0261172499760505,1.0261172499760505,1.0261172499760505,19,9.36,3.78,2.4,2,1.8,1.62,1.58,1.56,1.52,1.42,1.31,1.2,1.1000000000000001,1.04,0.97,0.2,0.2,null,null,null,null,null,null,null,null,null,null,null,null,null,null,null,null,null,null,null,null,null,null,null,null,null,null,null,null,0]
[null,"utility",null,{"$f":"+IF(BN$53=$Z135,D$127,0)","v":0},{"$f":"+IF(BO$53=$Z135,E$155,0)","v":1},{"$f":"+IF(BP$53=$Z135,F$155,0)","v":0},{"$f":"+IF(BQ$53=$Z135,G$155,0)","v":0},{"$f":"+IF(BR$53=$Z135,H$155,0)","v":0},{"$f":"+IF(BS$53=$Z135,I$155,0)","v":0},{"$f":"+IF(BT$53=$Z135,J$155,0)","v":0},{"$f":"+IF(BU$53=$Z135,K$155,0)","v":0},{"$f":"+IF(BV$53=$Z135,L$155,0)","v":0},{"$f":"+IF(BW$53=$Z135,M$155,0)","v":0},{"$f":"+IF(BX$53=$Z135,N$155,0)","v":0},{"$f":"+IF(BY$53=$Z135,O$155,0)","v":0},{"$f":"+IF(BZ$53=$Z135,P$155,0)","v":0},{"$f":"+IF(CA$53=$Z135,Q$155,0)","v":0},{"$f":"+IF(CB$53=$Z135,R$155,0)","v":0},{"$f":"+IF(CC$53=$Z135,S$155,0)","v":0},{"$f":"+IF(CD$53=$Z135,T$155,0)","v":0},{"$f":"+IF(CE$53=$Z135,U$155,0)","v":0},{"$f":"+IF(CF$53=$Z135,V$155,0)","v":0},{"$f":"+IF(CG$53=$Z135,W$155,0)","v":0},null,{"$f":"SUMPRODUCT($AF$132:$BD$132,$AF$133:$BD$133,$AF135:$BD135)+SUM(D135:W135)","v":1},"utility",0,{"$f":"SUMPRODUCT($AF$133:$BD$133,$AF135:$BD135)+SUM(D135:W135)","v":1},{"$f":"SUMPRODUCT($AF$131:$BD$131,$AF$133:$BD$133,$AF135:$BD135)+SUM(D107:W107)+0.001","v":1.0019999999999998},{"$f":"SUMPRODUCT($AF$131:$BD$131,$AF135:$BD135)+SUM(D160:W160)","v":1},{"$f":"+SUM(AF135:BY135)+0.001","v":1.0019999999999998},{"$f":"+IF(AF$53=$Z135,AF$55,0)","v":0},0,0,0,0,0,0,0,0,0,{"$f":"+IF(AP$53=$Z135,AP$55,0)","v":0},0,0,0,0,0,0,0,0,0,0,0,0,0,0,null,{"$f":"+IF(BN$53=$Z135,BN$55,0)","v":0},{"$f":"+IF(BO$53=$Z135,BO$55,0)","v":1.0009999999999999},{"$f":"+IF(BP$53=$Z135,BP$55,0)","v":0},{"$f":"+IF(BQ$53=$Z135,BQ$55,0)","v":0},{"$f":"+IF(BR$53=$Z135,BR$55,0)","v":0},{"$f":"+IF(BS$53=$Z135,BS$55,0)","v":0},{"$f":"+IF(BT$53=$Z135,BT$55,0)","v":0},{"$f":"+IF(BU$53=$Z135,BU$55,0)","v":0},{"$f":"+IF(BV$53=$Z135,BV$55,0)","v":0},{"$f":"+IF(BW$53=$Z135,BW$55,0)","v":0},{"$f":"+IF(BX$53=$Z135,BX$55,0)","v":0},{"$f":"+IF(BY$53=$Z135,BY$55,0)","v":0},{"$f":"+IF(BZ$53=$Z135,BZ$55,0)","v":0},{"$f":"+IF(CA$53=$Z135,CA$55,0)","v":0},{"$f":"+IF(CB$53=$Z135,CB$55,0)","v":0},{"$f":"+IF(CC$53=$Z135,CC$55,0)","v":0},{"$f":"+IF(CD$53=$Z135,CD$55,0)","v":0},{"$f":"+IF(CE$53=$Z135,CE$55,0)","v":0},{"$f":"+IF(CF$53=$Z135,CF$55,0)","v":0},{"$f":"+IF(CG$53=$Z135,CG$55,0)","v":0},null,null,null,null,null,null,null,null,null,"%I20th",4.1199520580854326E-2,6.8008227277607134E-3,2.2790412356099965E-2,1.9023436235248246E-3,6.3920848190291528E-3,1.1324690410816074E-2,3.2305583824645554E-3,6.4241142915966139E-3,1.3549164499640961E-2,9.5497367140883142E-3,1.351992352067667E-2,2.0049879844036726E-2,1.1238194779151724E-2,7.262651160018339E-3,2.1278566064702534E-2,2.1278566064702534E-2,2.1278566064702534E-2,2.1278566064702534E-2,20,0,0.01,0,0.01,0,0.01,0,0,0,0.01,0.02,0.03,0.03,0.05,7.0000000000000007E-2,0,0,null,null,null,null,null,null,null,null,null,null,null,null,null,null,null,null,null,null,null,null,null,null,null,null,null,null,null,null,0]
[null,"T1",null,{"$f":"+IF(BN$53=$Z136,D$155,0)","v":0},0,0,0,0,0,0,0,0,0,0,0,0,0,0,0,0,0,0,0,null,{"$f":"SUMPRODUCT($AF$132:$BD$132,$AF$133:$BD$133,$AF136:$BD136)+SUM(D136:W136)","v":1},"T1",{"$f":"+C12","v":"Utility"},1,{"$f":"SUMPRODUCT($AF$131:$BD$131,$AF$133:$BD$133,$AF136:$BD136)+SUM(D108:W108)+0.001","v":1.0009999999999999},1,{"$f":"+SUM(AF136:BY136)+0.001","v":1.0009999999999999},1,0,0,0,0,0,0,0,0,0,0,0,0,0,0,0,0,0,0,0,0,0,0,0,0,null,0,0,0,0,0,0,0,0,0,0,0,0,0,0,0,0,0,0,0,0,null,null,null,null,null,null,null,null,null,"%I21th",0.34233707588102386,0.22217029445187039,0.29024920938893117,0.23796881034657147,0.33401613048819906,0.36420941860498685,0.29831627662129179,0.22663511250934376,0.18328555451625964,0.15612693984873327,0.12021358757951035,0.10387675166587826,8.7846623623340753E-2,9.6536573133051529E-2,6.9132268939710501E-2,6.9132268939710501E-2,6.9132268939710501E-2,6.9132268939710501E-2,21,null,null,null,null,null,null,null,null,null,null,null,null,null,null,null,0.1,0.1,null,null,null,null,null,null,null,null,null,null,null,null,null,null,null,null,null,null,null,null,null,null,null,null,null,null,null,null,0]
[null,"T2",null,0,0,0,0,0,0,0,0,0,0,0,0,0,0,0,0,0,0,0,0,null,0,"T2",0,0,1E-3,0,1E-3,0,0,0,0,0,0,0,0,0,0,0,0,0,0,0,0,0,0,0,0,0,0,0,0,0,null,0,0,0,0,0,0,0,0,0,0,0,0,0,0,0,0,0,0,0,0,null,null,null,null,null,null,null,null,null,"%I22th",1.129604679785302E-2,1.2597552325599936E-2,8.6406715689449267E-3,7.9357880194828243E-3,2.7993295398012997E-3,4.471501027062578E-3,5.3478828925154339E-3,1.3881971977561228E-4,2.8966204027587113E-3,2.6258873338061298E-3,3.9161943684504269E-3,6.6313792443877294E-3,1.039317820603094E-2,9.2481609548316721E-3,8.4227231940324637E-3,8.4227231940324637E-3,8.4227231940324637E-3,8.4227231940324637E-3,22,0,0.01,0,0.01,0,0.01,0,0,0,0,0,0,0,0.02,0.01,0,0,null,null,null,null,null,null,null,null,null,null,null,null,null,null,null,null,null,null,null,null,null,null,null,null,null,null,null,null,0]
[null,"T3",null,0,0,0,0,0,0,0,0,0,0,0,0,0,0,0,0,0,0,0,0,null,0,"T3",0,0,1E-3,0,1E-3,0,0,0,0,0,0,0,0,0,0,0,0,0,0,0,0,0,0,0,0,0,0,0,0,0,null,0,0,0,0,0,0,0,0,0,0,0,0,0,0,0,0,0,0,0,0,null,null,null,null,null,null,null,null,null,"%I23th",1.352870455983959E-2,1.44287193375419E-2,2.2772024324731407E-2,1.2097303665249559E-2,2.8599823543775302E-2,4.6563769179400478E-2,3.1469510825772928E-2,2.2255477849055041E-2,1.6896055581346929E-2,1.1634312670687451E-2,9.1230911361812848E-3,1.3742211073343148E-2,1.1776377076773419E-2,4.6553488882105972E-3,9.9245057152069199E-3,9.9245057152069199E-3,9.9245057152069199E-3,9.9245057152069199E-3,23,0,0.01,0,0.01,0,0,0,0,0,0,0,0,0,0.01,0.03,0.1,0.1,null,null,null,null,null,null,null,null,null,null,null,null,null,null,null,null,null,null,null,null,null,null,null,null,null,null,null,null,0]
[null,"T4",null,0,0,0,0,0,0,0,0,0,0,0,0,0,0,0,0,0,0,0,0,null,0,"T4",0,0,1E-3,0,1E-3,0,0,0,0,0,0,0,0,0,0,0,0,0,0,0,0,0,0,0,0,0,0,0,0,0,null,0,0,0,0,0,0,0,0,0,0,0,0,0,0,0,0,0,0,0,0,null,null,null,null,null,null,null,null,null,"%I24th",1.2363992260293477E-2,1.886291936041052E-2,2.0394982073803535E-2,9.3245847406402491E-3,1.1970211850150641E-2,2.3925334066121919E-3,3.53309534083859E-3,1.4958827986084795E-3,1.3471201316226583E-3,4.7476520584148483E-3,1.2191812561682887E-2,3.2638330054661222E-3,6.8058227229769279E-3,1.022491572249664E-2,5.7704085932457315E-3,5.7704085932457315E-3,5.7704085932457315E-3,5.7704085932457315E-3,24,null,null,null,null,null,null,null,null,null,null,null,null,null,null,null,0.1,0.1,null,null,null,null,null,null,null,null,null,null,null,null,null,null,null,null,null,null,null,null,null,null,null,null,null,null,null,null,0]
[null,"T5",null,0,0,0,0,0,0,0,0,0,0,0,0,0,0,0,0,0,0,0,0,null,0,"T5",0,0,1E-3,0,1E-3,0,0,0,0,0,0,0,0,0,0,0,0,0,0,0,0,0,0,0,0,0,0,0,0,0,null,0,0,0,0,0,0,0,0,0,0,0,0,0,0,0,0,0,0,0,0,null,null,null,null,null,null,null,null,null,"%I25th",2.3130355362737838E-2,6.8632817990338475E-3,1.4931406139677091E-2,3.1671428564611723E-3,4.9192054820767174E-3,2.7272310898075157E-3,1.1644950949282256E-3,9.1153972485995976E-4,1.6250910994249474E-3,1.1595156526019049E-3,2.879940548148332E-3,1.588590861596724E-2,9.4796072777087199E-3,9.6531830719525959E-3,1.4849541579806124E-2,1.4849541579806124E-2,1.4849541579806124E-2,1.4849541579806124E-2,25,0.01,0,0,0.01,0,0.01,0,0,0.01,0,0.01,0,0.01,0.01,0.03,0.1,0.1,null,null,null,null,null,null,null,null,null,null,null,null,null,null,null,null,null,null,null,null,null,null,null,null,null,null,null,null,0]
[null,"T6",null,0,0,0,0,0,0,0,0,0,0,0,0,0,0,0,0,0,0,0,0,null,0,"T6",0,0,1E-3,0,1E-3,0,0,0,0,0,0,0,0,0,0,0,0,0,0,0,0,0,0,0,0,0,0,0,0,0,null,0,0,0,0,0,0,0,0,0,0,0,0,0,0,0,0,0,0,0,0,null,null,null,null,null,null,null,null,null,"%I26th",3.1611002585786141E-2,9.7626111108930578E-3,1.0648310119806185E-2,4.1677449239006237E-3,3.7386109105296017E-3,9.0118819245158435E-3,3.860697217103512E-3,1.3927368516634727E-3,4.6059192292799639E-3,1.6662911432042363E-3,8.5017892388487056E-3,4.6289186102511422E-3,8.124960207294956E-3,9.5137483868775168E-3,6.8972904817387031E-3,6.8972904817387031E-3,6.8972904817387031E-3,6.8972904817387031E-3,26,null,null,null,null,null,null,null,null,null,null,null,null,null,null,null,null,null,null,null,null,null,null,null,null,null,null,null,null,null,null,null,null,null,null,null,null,null,null,null,null,null,null,null,null,null,0]
[null,"T7",null,0,0,0,0,0,0,0,0,0,0,0,0,0,0,0,0,0,0,0,0,null,0,"T7",0,0,1E-3,0,1E-3,0,0,0,0,0,0,0,0,0,0,0,0,0,0,0,0,0,0,0,0,0,0,0,0,0,null,0,0,0,0,0,0,0,0,0,0,0,0,0,0,0,0,0,0,0,0,null,null,null,null,null,null,null,null,null,"%I27th",4.2561508673916795E-2,4.2110544072677955E-3,6.9164154534909613E-3,5.7704241148783767E-4,2.5926347709298372E-3,3.2736810929914904E-3,1.479142949932011E-3,1.1904950289089152E-3,9.0151888121039407E-4,3.8897911446283662E-3,5.3375143398458353E-3,1.3341843310008261E-2,5.7601732177948086E-3,1.0988487364629233E-2,4.7217185447085358E-3,4.7217185447085358E-3,4.7217185447085358E-3,4.7217185447085358E-3,27,null,null,null,null,null,null,null,null,null,null,null,null,null,null,null,16,16,null,null,null,null,null,null,null,null,null,null,null,null,null,null,null,null,null,null,null,null,null,null,null,null,null,null,null,null,0]
[null,"T8",null,0,0,0,0,0,0,0,0,0,0,0,0,0,0,0,0,0,0,0,0,null,0,"T8",0,0,1E-3,0,1E-3,0,0,0,0,0,0,0,0,0,0,0,0,0,0,0,0,0,0,0,0,0,0,0,0,0,null,0,0,0,0,0,0,0,0,0,0,0,0,0,0,0,0,0,0,0,0,null,null,null,null,null,null,null,null,null,"%I28th",1.9300280013826793E-2,2.216264216482278E-2,2.2543702639677601E-2,2.4952486551635443E-3,1.0121659838270347E-2,4.253285757174232E-3,3.1261145947005871E-3,6.3496407752752781E-4,3.0005614614774445E-3,3.4581880840275215E-3,4.900323391439091E-3,6.4493197663863001E-3,8.5871081486411753E-3,1.5584860554549324E-2,9.4879686200428654E-3,9.4879686200428654E-3,9.4879686200428654E-3,9.4879686200428654E-3,28,null,null,null,null,null,null,null,null,null,null,null,null,null,null,null,null,null,null,null,null,null,null,null,null,null,null,null,null,null,null,null,null,null,null,null,null,null,null,null,null,null,null,null,null,null,0]
[null,"T9",null,0,0,0,0,0,0,0,0,0,0,0,0,0,0,0,0,0,0,0,0,null,0,"T9",0,0,1E-3,0,1E-3,0,0,0,0,0,0,0,0,0,0,0,0,0,0,0,0,0,0,0,0,0,0,0,0,0,null,0,0,0,0,0,0,0,0,0,0,0,0,0,0,0,0,0,0,0,0,null,null,null,null,null,null,null,null,null,"%I29th",5.1099597360471517E-2,1.1373226262514642E-2,1.5978164729295377E-2,1.1781899656869656E-3,6.8657332727736472E-3,1.0856185099007353E-2,4.1473129178297994E-3,1.46232786811845E-4,1.765617303856678E-3,1.4114871964999059E-3,3.2888935082175694E-3,3.4802377119631197E-3,5.2511329234699259E-3,6.0224330085020114E-3,6.7048676109087123E-3,6.7048676109087123E-3,6.7048676109087123E-3,6.7048676109087123E-3,29,0.01,0,0,0.01,0,0.01,0,0.01,0.01,0,0.01,0.01,0.01,0.01,0.03,0.1,0.1,null,null,null,null,null,null,null,null,null,null,null,null,null,null,null,null,null,null,null,null,null,null,null,null,null,null,null,null,0]
[null,"B1",null,0,0,0,0,0,0,0,0,0,0,0,0,0,0,0,0,0,0,0,0,null,0,"B1",{"$f":"+J11","v":0},0,1E-3,0,1E-3,{"$f":"+IF(AF$53=$Z145,AF$55,0)","v":0},0,0,0,0,0,0,0,0,0,{"$f":"+IF(AP$53=$Z145,AP$55,0)","v":0},0,0,0,0,0,0,0,0,0,0,0,0,0,0,null,0,0,0,0,0,0,0,0,0,0,0,0,0,0,0,0,0,0,0,0,null,null,null,null,null,null,null,null,null,"%I30th",1.8445323722156598E-2,2.4492702670692822E-2,1.4683148204047125E-2,1.0449876719560982E-2,6.0350364742956398E-3,3.2658452011629919E-3,7.4867638206869399E-3,1.2817372359480072E-3,5.4006504486629687E-3,5.50613131763292E-3,8.6820242990608698E-3,1.1571680562329234E-2,5.1485066490473035E-3,1.3882902397956453E-2,7.3985874102603889E-3,7.3985874102603889E-3,7.3985874102603889E-3,7.3985874102603889E-3,30,null,null,null,null,null,null,null,null,null,null,null,null,null,null,null,0.1,0.1,null,null,null,null,null,null,null,null,null,null,null,null,null,null,null,null,null,null,null,null,null,null,null,null,null,null,null,null,0]
[null,"B2",null,0,0,0,0,0,0,0,0,0,0,0,0,0,0,0,0,0,0,0,0,null,0,"B2",0,0,1E-3,0,1E-3,0,0,0,0,0,0,0,0,0,0,0,0,0,0,0,0,0,0,0,0,0,0,0,0,0,null,0,0,0,0,0,0,0,0,0,0,0,0,0,0,0,0,0,0,0,0,null,null,null,null,null,null,null,null,null,"%I31th",1.2165110077333657E-2,4.9975776624164693E-3,4.1276347804122841E-3,5.7931431742411091E-3,3.0974990823529787E-2,4.9118913537718779E-2,2.6939163258742748E-2,2.0634789070483963E-2,1.6897268673990454E-2,1.2718999507716829E-2,5.8980797336328217E-3,7.3654543228131647E-3,1.5120278686567894E-2,7.6071509197211907E-3,1.4066806290582505E-2,1.4066806290582505E-2,1.4066806290582505E-2,1.4066806290582505E-2,31,0.01,0,0,0,0,0,0,0,0,0,0,0,0,0.01,0.03,0.1,0.1,null,null,null,null,null,null,null,null,null,null,null,null,null,null,null,null,null,null,null,null,null,null,null,null,null,null,null,null,0]
[null,"B3",null,0,0,0,0,0,0,0,0,0,0,0,0,0,0,0,0,0,0,0,0,null,0,"B3",0,0,1E-3,0,1E-3,0,0,0,0,0,0,0,0,0,0,0,0,0,0,0,0,0,0,0,0,0,0,0,0,0,null,0,0,0,0,0,0,0,0,0,0,0,0,0,0,0,0,0,0,0,0,null,null,null,null,null,null,null,null,null,"%I32th",6.2647009025447887E-3,1.110101054269127E-2,8.2685354865593644E-3,8.7150935863706674E-3,5.6812193616024853E-3,3.693443623713503E-3,2.0836637988730978E-3,3.5993173961069553E-3,5.4191153918099521E-3,5.2883676377996234E-3,3.8836330213418611E-3,5.5438318438943658E-3,5.1755577670801935E-3,1.7615303611860892E-3,1.2232222262160393E-2,1.2232222262160393E-2,1.2232222262160393E-2,1.2232222262160393E-2,32,null,null,null,null,null,null,null,null,null,null,null,null,null,null,null,0.1,0.1,null,null,null,null,null,null,null,null,null,null,null,null,null,null,null,null,null,null,null,null,null,null,null,null,null,null,null,null,0]
[null,"B4",null,0,0,0,0,0,0,0,0,0,0,0,0,0,0,0,0,0,0,0,0,null,0,"B4",0,0,1E-3,0,1E-3,0,0,0,0,0,0,0,0,0,0,0,0,0,0,0,0,0,0,0,0,0,0,0,0,0,null,0,0,0,0,0,0,0,0,0,0,0,0,0,0,0,0,0,0,0,0,null,null,null,null,null,null,null,null,null,"%I33rd",0.17030737348559996,0.15735265356928346,0.17187229509468813,0.13878550615271959,0.23187746751184402,0.26830691029481252,0.19769990672316526,0.15749091996405207,0.12575049758105353,0.10470295238727553,7.8259171349565879E-2,6.2346074385234686E-2,7.0060105284727059E-2,5.1517136515098275E-2,3.5553208993643705E-2,3.5553208993643705E-2,3.5553208993643705E-2,3.5553208993643705E-2,33,null,null,null,null,null,null,null,null,null,null,null,null,null,null,null,0.1,0.1,null,null,null,null,null,null,null,null,null,null,null,null,null,null,null,null,null,null,null,null,null,null,null,null,null,null,null,null,0]
[null,"B5",null,0,0,0,0,0,0,0,0,0,0,0,0,0,0,0,0,0,0,0,0,null,0,"B5",0,0,1E-3,0,1E-3,0,0,0,0,0,0,0,0,0,0,0,0,0,0,0,0,0,0,0,0,0,0,0,0,0,null,0,0,0,0,0,0,0,0,0,0,0,0,0,0,0,0,0,0,0,0,null,null,null,null,null,null,null,null,null,"%I35th",3.3494752281536497,1.8072642770699725,1.2203909786769149,1.0749073563958396,0.89678255542574936,0.78213904557429192,0.62225720545991714,0.59501772753139459,0.55832420885365175,0.51882463110238164,0.46073417858152727,0.41466796544148421,0.39639842890904403,0.32672292529851582,0.29211757663413529,0.29211757663413529,0.29211757663413529,0.29211757663413529,35,1.35,2.17,1.45,0.93,0.67,0.48,0.39,0.36,0.32,0.3,0.3,0.3,0.3,0.28999999999999998,0.26,0.1,0.1,null,null,null,null,null,null,null,null,null,null,null,null,null,null,null,null,null,null,null,null,null,null,null,null,null,null,null,null,0]
[null,"B6",null,0,0,0,0,0,0,0,0,0,0,0,0,0,0,0,0,0,0,0,0,null,0,"B6",0,0,1E-3,0,1E-3,0,0,0,0,0,0,0,0,0,0,0,0,0,0,0,0,0,0,0,0,0,0,0,0,0,null,0,0,0,0,0,0,0,0,0,0,0,0,0,0,0,0,0,0,0,0,null,null,null,null,null,null,null,null,null,"%I37th",3.1189151925683225,1.4056526980963227,0.98399832504850226,0.62099449933941731,0.45586185995797834,0.34889117394035618,0.47573681316545768,0.4245565205815382,0.39795924163912416,0.37312937011564951,0.33525489332372926,0.30530452047005446,0.29389039729912053,0.22447569772668705,0.2107532532144521,0.2107532532144521,0.2107532532144521,0.2107532532144521,37,1.1100000000000001,1.37,1.07,0.79,0.61,0.45,0.37,0.33,0.3,0.27,0.26,0.26,0.26,0.25,0.23,0.1,0.1,null,null,null,null,null,null,null,null,null,null,null,null,null,null,null,null,null,null,null,null,null,null,null,null,null,null,null,null,0]
[null,"B7",null,0,0,0,0,0,0,0,0,0,0,0,0,0,0,0,0,0,0,0,0,null,0,"B7",0,0,1E-3,0,1E-3,0,0,0,0,0,0,0,0,0,0,0,0,0,0,0,0,0,0,0,0,0,0,0,0,0,null,0,0,0,0,0,0,0,0,0,0,0,0,0,0,0,0,0,0,0,0,null,null,null,null,null,null,null,null,null,"%I39th",0.10100696005941423,0.12350253287615016,0.11792171362084675,9.7186467689084691E-2,0.14476258042540571,0.16491858812598834,0.15420806389829278,0.11716558132912926,9.6162708496057125E-2,8.2665843767599195E-2,6.3183589292924308E-2,4.8483389351668571E-2,3.7245546770244421E-2,3.5334114159231537E-2,3.0492554555150292E-2,3.0492554555150292E-2,3.0492554555150292E-2,3.0492554555150292E-2,39,null,null,null,null,null,null,null,null,null,null,null,null,null,null,null,0.1,0.1,null,null,null,null,null,null,null,null,null,null,null,null,null,null,null,null,null,null,null,null,null,null,null,null,null,null,null,null,0]
[null,"B8",null,0,0,0,0,0,0,0,0,0,0,0,0,0,0,0,0,0,0,0,0,null,0,"B8",0,0,1E-3,0,1E-3,0,0,0,0,0,0,0,0,0,0,0,0,0,0,0,0,0,0,0,0,0,0,0,0,0,null,0,0,0,0,0,0,0,0,0,0,0,0,0,0,0,0,0,0,0,0,null,null,null,null,null,null,null,null,null,"%I41th",1.0875048042851731E-2,1.1345301384534179E-2,1.553446220937566E-2,1.0090832377495919E-2,2.2781995937148723E-2,3.9063078177609338E-2,2.6787780992252049E-2,1.8565755188530961E-2,1.6684150844679627E-2,1.1946633417155086E-2,8.6205896988135362E-3,1.018196015706686E-2,8.2592876341984478E-3,5.4455450738344832E-3,7.130193939464422E-3,7.130193939464422E-3,7.130193939464422E-3,7.130193939464422E-3,41,0,0,0,0.01,0,0,0,0,0,0,0,0,0,0.01,0.01,0.1,0.1,null,null,null,null,null,null,null,null,null,null,null,null,null,null,null,null,null,null,null,null,null,null,null,null,null,null,null,null,0]
[null,"B9",null,0,0,0,0,0,0,0,0,0,0,0,0,0,0,0,0,0,0,0,0,null,0,"B9",0,0,1E-3,0,1E-3,0,0,0,0,0,0,0,0,0,0,0,0,0,0,0,0,0,0,0,0,0,0,0,0,0,null,0,0,0,0,0,0,0,0,0,0,0,0,0,0,0,0,0,0,0,0,null,null,null,null,null,null,null,null,null,"%I43th",2.9070496168086362E-2,2.910520406097968E-3,4.468233885528099E-3,2.7550240361501437E-3,5.375139154721739E-3,4.3716403470106819E-3,2.0486894304360291E-3,2.0523269233624067E-3,2.2704160664398011E-3,2.4128235932977587E-3,1.9325428173846591E-3,6.5085768020483907E-3,7.8687706284740009E-3,5.810843700192486E-3,1.753177725263055E-2,1.753177725263055E-2,1.753177725263055E-2,1.753177725263055E-2,43,0.01,0,0,0.01,0,0,0,0,0.01,0,0.01,0,0.01,0.01,0.01,0.1,0.1,null,null,null,null,null,null,null,null,null,null,null,null,null,null,null,null,null,null,null,null,null,null,null,null,null,null,null,null,0]
[null,"B10",null,0,0,0,0,0,0,0,0,0,0,0,0,0,0,0,0,0,0,0,0,null,0,"B10",0,0,1E-3,0,1E-3,0,0,0,0,0,0,0,0,0,0,0,0,0,0,0,0,0,0,0,0,0,0,0,0,0,null,0,0,0,0,0,0,0,0,0,0,0,0,0,0,0,0,0,0,0,0,null,null,null,null,null,null,null,null,null,"%I45th",4.0930735901297186E-2,3.6014792349135872E-3,6.9576650503804299E-3,2.0292886265946145E-4,2.8861897296676197E-3,4.1208188636618903E-3,1.9637361822814289E-3,8.4284388373205132E-4,9.2817368855754802E-4,2.3717013213918766E-3,3.484401286642127E-3,2.0920153161995505E-3,6.8375516471731188E-3,6.9898529681134448E-3,6.4296300097098774E-3,6.4296300097098774E-3,6.4296300097098774E-3,6.4296300097098774E-3,45,null,null,null,null,null,null,null,null,null,null,null,null,null,null,null,0.1,0.1,null,null,null,null,null,null,null,null,null,null,null,null,null,null,null,null,null,null,null,null,null,null,null,null,null,null,null,null,0]
[null,null,null,{"$f":"+AB135","v":1},{"$f":"+AB136","v":1},{"$f":"+AB137","v":0},{"$f":"+AB138","v":0},{"$f":"+AB139","v":0},{"$f":"+AB140","v":0},{"$f":"+AB141","v":0},{"$f":"+AB142","v":0},{"$f":"+AB143","v":0},{"$f":"+AB144","v":0},{"$f":"+AB145","v":0},{"$f":"+AB146","v":0},{"$f":"+AB147","v":0},{"$f":"+AB148","v":0},{"$f":"+AB149","v":0},{"$f":"+AB150","v":0},{"$f":"+AB151","v":0},{"$f":"+AB152","v":0},{"$f":"+AB153","v":0},{"$f":"+AB154","v":0},null,2,0,0,0,0,0,null,{"$f":"+$L22*$N22/$K$7","v":0},{"$f":"+$L23*$N23/$K$7","v":0},{"$f":"+$L24*$N24/$K$7","v":0},{"$f":"+$L25*$N25/$K$7","v":0},{"$f":"+$L26*$N26/$K$7","v":0},{"$f":"+$L27*$N27/$K$7","v":0},{"$f":"+$L28*$N28/$K$7","v":0},{"$f":"+$L29*$N29/$K$7","v":0},{"$f":"+$L30*$N30/$K$7","v":0},{"$f":"+$L31*$N31/$K$7","v":0},{"$f":"+$L32*$N32/$K$7","v":0},{"$f":"+$L33*$N33/$K$7","v":0},{"$f":"+$L34*$N34/$K$7","v":0},{"$f":"+$L35*$N35/$K$7","v":0},{"$f":"+$L36*$N36/$K$7","v":0},{"$f":"+$L37*$N37/$K$7","v":0},{"$f":"+$L38*$N38/$K$7","v":0},{"$f":"+$L39*$N39/$K$7","v":0},{"$f":"+$L40*$N40/$K$7","v":0},{"$f":"+$L41*$N41/$K$7","v":0},{"$f":"+$L42*$N42/$K$7","v":0},{"$f":"+$L43*$N43/$K$7","v":0},{"$f":"+$L44*$N44/$K$7","v":0},{"$f":"+$L45*$N45/$K$7","v":0},{"$f":"+$L46*$N46/$K$7","v":0},null,null,null,null,null,null,null,null,null,null,null,null,null,null,null,null,null,null,null,null,null,null,null,null,null,null,null,null,null,null,"%I47th",4.3240132487151507E-2,8.4378848831117795E-3,9.2041528914648067E-3,8.4388335219796754E-4,6.6183526072899563E-3,1.1686308436482499E-2,4.2804492459817068E-3,1.391332599074034E-3,3.795154008345404E-3,1.3365059700828912E-3,1.1061314347567861E-3,6.7263741983763069E-3,4.891030224919754E-3,4.6193895697732067E-3,6.9989026295839956E-3,6.9989026295839956E-3,6.9989026295839956E-3,6.9989026295839956E-3,47,0.01,0.01,0,0.01,0,0,0,0,0.01,0,0.01,0.01,0.01,0.01,0.02,0.1,0.1,null,null,null,null,null,null,null,null,null,null,null,null,null,null,null,null,null,null,null,null,null,null,null,null,null,null,null,null,0]
[null,null,null,null,null,null,null,null,null,null,null,null,null,null,null,null,null,null,null,null,null,null,null,null,null,null,null,null,null,null,null,{"$f":"+HLOOKUP(AF159,$BM$1:$CG$77,77,0)","v":1.6066864639515777E-2},{"$f":"+HLOOKUP(AG159,$BM$1:$CG$77,77,0)","v":0},{"$f":"+HLOOKUP(AH159,$BM$1:$CG$77,77,0)","v":0},{"$f":"+HLOOKUP(AI159,$BM$1:$CG$77,77,0)","v":0},0,0,0,0,0,0,0,0,0,0,0,0,0,0,0,0,0,0,0,0,0,null,null,null,null,null,null,null,null,null,null,null,null,null,null,null,null,null,null,null,null,null,null,null,null,null,null,null,null,null,null,"%I49th",9.1773136615689276E-3,6.393746312612505E-3,3.735942658592071E-3,6.5367432136605843E-3,3.0811260423714248E-2,4.6378503259195049E-2,2.6101494578786338E-2,2.0634241143441423E-2,1.6720014644907553E-2,1.2095038173642584E-2,6.2999090472031505E-3,3.1998241000747926E-3,2.0486518131559585E-2,8.1404911436179506E-3,1.6818807329673304E-2,1.6818807329673304E-2,1.6818807329673304E-2,1.6818807329673304E-2,49,0,0,0,0.01,0,0,0,0,0.01,0,0,0,0,0.01,0.01,0.1,0.1,null,null,null,null,null,null,null,null,null,null,null,null,null,null,null,null,null,null,null,null,null,null,null,null,null,null,null,null,0]
[null,"fe",null,{"$f":"+BN53","v":0},"utility",0,0,0,0,0,0,0,0,0,0,0,0,0,0,0,0,0,0,null,null,null,null,null,null,null,null,null,null,null,null,null,null,null,null,null,null,null,null,null,null,null,null,null,null,null,null,null,null,null,null,null,null,null,null,null,null,null,null,null,null,null,null,null,null,null,null,null,null,null,null,null,null,null,null,null,null,null,null,null,null,null,null,null,null,null,null,null,null,null,null,null,null,null,null,null,null,null,0.1,0.1,null,null,null,null,null,null,null,null,null,null,null,null,null,null,null,null,null,null,null,null,null,null,null,null,null,null,null,null,null,null,null,null,null,null,null,null,null,null,null,null,null,null,null,null,null,null,null,0]
[null,null,null,null,null,null,null,null,null,null,null,null,null,null,null,null,null,null,null,null,null,null,null,null,null,null,null,null,null,null,"Active Filter Harmonic Calcalutor",null,null,null,null,null,null,null,null,null,null,null,null,null,null,null,null,null,null,null,null,null,null,null,null,null,null,null,null,null,null,null,null,null,null,null,null,null,null,null,null,null,null,null,null,null,null,null,null,null,null,null,null,null,null,4,"5th harmtrap & 5% filter,",null,null,null,null,null,null,null,null,null,null,null,null,null,null,null,null,null,1,null,null,null,null,null,null,null,null,null,null,null,null,null,null,null,null,null,null,null,null,null,null,null,null,null,null,null,null,null,null,null,null,null,null,null,null,null,null,null,null,null,null,null,null,null,null,0]
[null,"HpCalculator",null,"utility","T1","T2","T3","T4","T5","T6","T7","T8","T9","B1","B2","B3","B4","B5","B6","B7","B8","B9","B10",null,null,null,null,null,null,null,"FedFrom",{"$f":"+AF53","v":"T1"},0,0,0,0,0,0,0,0,0,0,0,0,0,0,0,0,0,0,0,0,0,0,0,0,null,null,null,null,null,null,null,null,null,null,{"$f":"+AG63","v":0},null,null,null,null,null,null,null,null,null,null,null,null,null,null,null,null,null,null,null,"%Zloop",0.1,0.5,1,2,3,4,5,6,7,8,10,12,14,18,21,100,1000,10000,null,0.1,0.5,1,2,3,4,5,6,7,8,10,12,14,18,21,100,1000,null,null,null,null,null,null,null,null,null,null,null,null,null,null,null,null,null,null,null,null,null,null,null,null,null,null,null,null,0]
[null,"utility",null,{"$f":"+IF(BN$53=$B160,D$180,0)","v":0},{"$f":"+IF(BO$53=$B160,E$180,0)","v":1},{"$f":"+IF(BP$53=$B160,F$180,0)","v":0},{"$f":"+IF(BQ$53=$B160,G$180,0)","v":0},{"$f":"+IF(BR$53=$B160,H$180,0)","v":0},{"$f":"+IF(BS$53=$B160,I$180,0)","v":0},{"$f":"+IF(BT$53=$B160,J$180,0)","v":0},{"$f":"+IF(BU$53=$B160,K$180,0)","v":0},{"$f":"+IF(BV$53=$B160,L$180,0)","v":0},{"$f":"+IF(BW$53=$B160,M$180,0)","v":0},{"$f":"+IF(BX$53=$B160,N$180,0)","v":0},{"$f":"+IF(BY$53=$B160,O$180,0)","v":0},{"$f":"+IF(BZ$53=$B160,P$180,0)","v":0},{"$f":"+IF(CA$53=$B160,Q$180,0)","v":0},{"$f":"+IF(CB$53=$B160,R$180,0)","v":0},{"$f":"+IF(CC$53=$B160,S$180,0)","v":0},{"$f":"+IF(CD$53=$B160,T$180,0)","v":0},{"$f":"+IF(CE$53=$B160,U$180,0)","v":0},{"$f":"+IF(CF$53=$B160,V$180,0)","v":0},{"$f":"+IF(CG$53=$B160,W$180,0)","v":0},null,null,null,null,null,null,null,"HPff",{"$f":"+HLOOKUP(AF159,BF1:BY65,56,0)","v":1},0,0,0,0,0,0,0,{"$error":"#N/A"},{"$f":"+HLOOKUP(AO159,BO1:CH70,56,0)","v":0},0,0,0,0,0,0,0,0,0,0,0,0,0,0,0,null,null,null,null,null,null,150,null,"af/bd107",{"$f":"+AF107","v":1},{"$f":"+AF108","v":1},{"$f":"+AF109","v":0},{"$f":"+AF110","v":0},null,null,null,null,null,null,null,null,null,null,null,null,null,null,null,null,null,"Kfactor",{"$f":"+(10000+SUMPRODUCT(CJ169:CJ208,$DB169:$DB208,CJ169:CJ208,$DB169:$DB208))/10000/CJ162^2","v":2.7814892478766402},2.6521525357002362,2.4075307780593711,2.1223232895897497,1.9359826636871442,1.7950618861312588,1.6656262937887176,1.5725393507433831,1.5015361610759632,1.4480567523179835,1.3555263739431562,1.2898550178508863,1.2426091543369739,1.1729815656772595,1.1407516755416092,1.1407516755416092,1.1407516755416092,1.1407516755416092,null,null,null,null,null,null,null,null,null,null,null,null,null,null,null,null,null,null,null,null,null,null,null,null,null,null,null,null,null,null,null,null,null,null,null,null,null,null,null,null,null,null,null,null,null,null,0]
[null,"T1",null,0,0,0,0,0,0,0,0,0,0,0,0,0,0,0,0,0,0,0,0,null,null,null,null,null,null,null,"Harm ",{"$f":"+IF(AF54=8,AF55,0)","v":0},0,0,0,0,0,0,0,0,0,0,0,0,0,0,0,0,0,0,0,0,0,0,0,0,null,null,null,null,null,null,null,null,null,{"$f":"+BN63","v":1.0019999999999998},{"$f":"+BO63","v":1.0009999999999999},1E-3,1E-3,1E-3,1E-3,1E-3,1E-3,1E-3,1E-3,1E-3,1E-3,1E-3,1E-3,1E-3,1E-3,1E-3,1E-3,1E-3,1E-3,null,"%Ithd",{"$f":"+SQRT(SUMSQ(CJ169:CJ208))","v":18.850793810332686},18.101494944637825,16.417801244730661,14.493669828622048,13.036768413706668,11.718334502363366,10.584961274975621,9.7191328726753063,9.0319789118380367,8.4003405263588338,7.4299598732034262,6.5781431664400278,5.9043965081730594,4.9231884259033176,4.3706947224619013,4.3706947224619013,4.3706947224619013,4.3706947224619013,null,null,null,null,null,null,null,null,null,null,null,null,null,null,null,null,null,null,null,null,null,null,null,null,null,null,null,null,null,null,null,null,null,null,null,null,null,null,null,null,null,null,null,null,null,null,0]
[null,"T2",null,0,0,0,0,0,0,0,0,0,0,0,0,0,0,0,0,0,0,0,0,null,null,null,null,null,null,null,"Mult",{"$f":"-$CL366*MIN(AF155,IF(AF54=8,AF156,0))/(AF156+0.001)*$N$8/AF56","v":0},{"$f":"-$CL366*MIN(AG155,IF(AG54=8,AG156,0))/(AG156+0.001)*$N$8/(AG56+0.001)","v":0},{"$f":"-$CL366*MIN(AH155,IF(AH54=8,AH156,0))/(AH156+0.001)*$N$8/(AH56+0.001)","v":0},0,0,0,0,0,0,0,0,0,0,0,0,0,0,0,0,0,0,0,0,0,0,null,null,null,null,"pcc",null,null,null,0,{"$f":"+BN1","v":"utility"},"t1","t2","t3","t4","t5","t6","t7","t8","t9","b1","b2","b3","b4","b5","b6","b7","b8","b9","b10",null,"Irms/If",{"$f":"+SQRT(1+(CJ161/100)^2)","v":1.01761252091745},1.0162511559270546,1.0133875960219505,1.0104487352211942,1.008462063276186,1.0068425578763187,1.0055864659586828,1.0047119758317165,1.0040705474748219,1.0035220835118073,1.0027564162705425,1.0021612628473613,1.0017415783586965,1.0012111557647043,1.0009546928985826,1.0009546928985826,1.0009546928985826,1.0009546928985826,null,null,null,null,null,null,null,null,null,null,null,null,null,null,null,null,null,null,null,null,null,null,null,null,null,null,null,null,null,null,null,null,null,null,null,null,null,null,null,null,null,null,null,null,null,null,0]
[null,"T3",null,0,0,0,0,0,0,0,0,0,0,0,0,0,0,0,0,0,0,0,0,null,null,null,null,{"$f":"++CL366","v":0.95},null,null,2,{"$f":"+AF$162*HLOOKUP(AF$159,$BM$1:$CG$53,1+$AE163,0)","v":0},0,0,0,0,0,0,0,0,0,{"$f":"+AP$162*HLOOKUP(AP$159,$BM$1:$CG$53,1+$AE163,0)","v":0},0,0,0,0,0,0,0,0,0,0,0,0,0,0,null,null,null,null,{"$f":"+HLOOKUP($D$9,$BM$1:$CG$51,$BL163+1,0)","v":1.0776714225495473E-2},{"$f":"+Z3","v":3.7783807083142316E-8},{"$f":"$BL163/130*($BJ$80*HLOOKUP($BK$80,$BM$162:$CG$211,$BL163,0)+$BJ$81*HLOOKUP($BK$81,$BM$162:$CG$211,$BL163,0)+$BJ$82*HLOOKUP($BK$82,$BM$162:$CG$211,$BL163,0)+$BJ$83*HLOOKUP($BK$83,$BM$162:$CG$211,$BL163,0)+$BJ$84*HLOOKUP($BK$84,$BM$162:$CG$211,$BL163,0)+$BJ$85*HLOOKUP($BK$85,$BM$162:$CG$211,$BL163,0)+$BJ$86*HLOOKUP($BK$86,$BM$162:$CG$211,$BL163,0)+$BJ$87*HLOOKUP($BK$87,$BM$162:$CG$211,$BL163,0)+$BJ$88*HLOOKUP($BK$88,$BM$162:$CG$211,$BL163,0)+$BJ$89*HLOOKUP($BK$89,$BM$162:$CG$211,$BL163,0)+$BJ$90*HLOOKUP($BK$90,$BM$162:$CG$211,$BL163,0)+$BJ$91*HLOOKUP($BK$91,$BM$162:$CG$211,$BL163,0)+$BJ$92*HLOOKUP($BK$92,$BM$162:$CG$211,$BL163,0)+$BJ$93*HLOOKUP($BK$93,$BM$162:$CG$211,$BL163,0)+$BJ$94*HLOOKUP($BK$94,$BM$162:$CG$211,$BL163,0)+$BJ$95*HLOOKUP($BK$95,$BM$162:$CG$211,$BL163,0)+$BJ$96*HLOOKUP($BK$96,$BM$162:$CG$211,$BL163,0)+$BJ$97*HLOOKUP($BK$97,$BM$162:$CG$211,$BL163,0)+$BJ$98*HLOOKUP($BK$98,$BM$162:$CG$211,$BL163,0)+$BJ$99*HLOOKUP($BK$99,$BM$162:$CG$211,$BL163,0)+$BJ$100*HLOOKUP($BK$100,$BM$162:$CG$211,$BL163,0))","v":0},2,null,{"$f":"($AF163*$AF$61*$AF$107+$AG163*$AG$61*$AG$107+$AH163*$AH$61*$AH$107+$AI163*$AI$61*$AI$107+$AJ163*$AJ$61*$AJ$107+$AK163*$AK$61*$AK$107+$AL163*$AL$61*$AL$107+$AM163*$AM$61*$AM$107+$AN163*$AN$61*$AN$107+$AO163*$AO$61*$AO$107+$AP163*$AP$61*$AP$107+$AQ163*$AQ$61*$AQ$107+$AR163*$AR$61*$AR$107+$AS163*$AS$61*$AS$107+$AT163*$AT$61*$AT$107+$AU163*$AU$61*$AU$107+$AV163*$AV$61*$AV$107+$AW163*$AW$61*$AW$107+$AX163*$AX$61*$AX$107+$AY163*$AY$61*$AY$107+$AZ163*$AZ$61*$AZ$107+$BA163*$BA$61*$BA$107+$BB163*$BB$61*$BB$107+$BC163*$BC$61*$BC$107+$BD163*$BD$61*$BD$107)/BN$63","v":0},{"$f":"($AF163*$AF$61*$AF$108+$AG163*$AG$61*$AG$108+$AH163*$AH$61*$AH$108+$AI163*$AI$61*$AI$108+$AJ163*$AJ$61*$AJ$108+$AK163*$AK$61*$AK$108+$AL163*$AL$61*$AL$108+$AM163*$AM$61*$AM$108+$AN163*$AN$61*$AN$108+$AO163*$AO$61*$AO$108+$AP163*$AP$61*$AP$108+$AQ163*$AQ$61*$AQ$108+$AR163*$AR$61*$AR$108+$AS163*$AS$61*$AS$108+$AT163*$AT$61*$AT$108+$AU163*$AU$61*$AU$108+$AV163*$AV$61*$AV$108+$AW163*$AW$61*$AW$108+$AX163*$AX$61*$AX$108+$AY163*$AY$61*$AY$108+$AZ163*$AZ$61*$AZ$108+$BA163*$BA$61*$BA$108+$BB163*$BB$61*$BB$108+$BC163*$BC$61*$BC$108+$BD163*$BD$61*$BD$108)/BO$63","v":0},{"$f":"($AF163*$AF$61*$AF$109+$AG163*$AG$61*$AG$109+$AH163*$AH$61*$AH$109+$AI163*$AI$61*$AI$109+$AJ163*$AJ$61*$AJ$109+$AK163*$AK$61*$AK$109+$AL163*$AL$61*$AL$109+$AM163*$AM$61*$AM$109+$AN163*$AN$61*$AN$109+$AO163*$AO$61*$AO$109+$AP163*$AP$61*$AP$109+$AQ163*$AQ$61*$AQ$109+$AR163*$AR$61*$AR$109+$AS163*$AS$61*$AS$109+$AT163*$AT$61*$AT$109+$AU163*$AU$61*$AU$109+$AV163*$AV$61*$AV$109+$AW163*$AW$61*$AW$109+$AX163*$AX$61*$AX$109+$AY163*$AY$61*$AY$109+$AZ163*$AZ$61*$AZ$109+$BA163*$BA$61*$BA$109+$BB163*$BB$61*$BB$109+$BC163*$BC$61*$BC$109+$BD163*$BD$61*$BD$109)/BP$63","v":0},{"$f":"($AF163*$AF$61*$AF$110+$AG163*$AG$61*$AG$110+$AH163*$AH$61*$AH$110+$AI163*$AI$61*$AI$110+$AJ163*$AJ$61*$AJ$110+$AK163*$AK$61*$AK$110+$AL163*$AL$61*$AL$110+$AM163*$AM$61*$AM$110+$AN163*$AN$61*$AN$110+$AO163*$AO$61*$AO$110+$AP163*$AP$61*$AP$110+$AQ163*$AQ$61*$AQ$110+$AR163*$AR$61*$AR$110+$AS163*$AS$61*$AS$110+$AT163*$AT$61*$AT$110+$AU163*$AU$61*$AU$110+$AV163*$AV$61*$AV$110+$AW163*$AW$61*$AW$110+$AX163*$AX$61*$AX$110+$AY163*$AY$61*$AY$110+$AZ163*$AZ$61*$AZ$110+$BA163*$BA$61*$BA$110+$BB163*$BB$61*$BB$110+$BC163*$BC$61*$BC$110+$BD163*$BD$61*$BD$110)/BQ$63","v":0},{"$f":"($AF163*$AF$61*$AF$111+$AG163*$AG$61*$AG$111+$AH163*$AH$61*$AH$111+$AI163*$AI$61*$AI$111+$AJ163*$AJ$61*$AJ$111+$AK163*$AK$61*$AK$111+$AL163*$AL$61*$AL$111+$AM163*$AM$61*$AM$111+$AN163*$AN$61*$AN$111+$AO163*$AO$61*$AO$111+$AP163*$AP$61*$AP$111+$AQ163*$AQ$61*$AQ$111+$AR163*$AR$61*$AR$111+$AS163*$AS$61*$AS$111+$AT163*$AT$61*$AT$111+$AU163*$AU$61*$AU$111+$AV163*$AV$61*$AV$111+$AW163*$AW$61*$AW$111+$AX163*$AX$61*$AX$111+$AY163*$AY$61*$AY$111+$AZ163*$AZ$61*$AZ$111+$BA163*$BA$61*$BA$111+$BB163*$BB$61*$BB$111+$BC163*$BC$61*$BC$111+$BD163*$BD$61*$BD$111)/BR$63","v":0},{"$f":"($AF163*$AF$61*$AF$112+$AG163*$AG$61*$AG$112+$AH163*$AH$61*$AH$112+$AI163*$AI$61*$AI$112+$AJ163*$AJ$61*$AJ$112+$AK163*$AK$61*$AK$112+$AL163*$AL$61*$AL$112+$AM163*$AM$61*$AM$112+$AN163*$AN$61*$AN$112+$AO163*$AO$61*$AO$112+$AP163*$AP$61*$AP$112+$AQ163*$AQ$61*$AQ$112+$AR163*$AR$61*$AR$112+$AS163*$AS$61*$AS$112+$AT163*$AT$61*$AT$112+$AU163*$AU$61*$AU$112+$AV163*$AV$61*$AV$112+$AW163*$AW$61*$AW$112+$AX163*$AX$61*$AX$112+$AY163*$AY$61*$AY$112+$AZ163*$AZ$61*$AZ$112+$BA163*$BA$61*$BA$112+$BB163*$BB$61*$BB$112+$BC163*$BC$61*$BC$112+$BD163*$BD$61*$BD$112)/BS$63","v":0},{"$f":"($AF163*$AF$61*$AF$113+$AG163*$AG$61*$AG$113+$AH163*$AH$61*$AH$113+$AI163*$AI$61*$AI$113+$AJ163*$AJ$61*$AJ$113+$AK163*$AK$61*$AK$113+$AL163*$AL$61*$AL$113+$AM163*$AM$61*$AM$113+$AN163*$AN$61*$AN$113+$AO163*$AO$61*$AO$113+$AP163*$AP$61*$AP$113+$AQ163*$AQ$61*$AQ$113+$AR163*$AR$61*$AR$113+$AS163*$AS$61*$AS$113+$AT163*$AT$61*$AT$113+$AU163*$AU$61*$AU$113+$AV163*$AV$61*$AV$113+$AW163*$AW$61*$AW$113+$AX163*$AX$61*$AX$113+$AY163*$AY$61*$AY$113+$AZ163*$AZ$61*$AZ$113+$BA163*$BA$61*$BA$113+$BB163*$BB$61*$BB$113+$BC163*$BC$61*$BC$113+$BD163*$BD$61*$BD$113)/BT$63","v":0},{"$f":"($AF163*$AF$61*$AF$114+$AG163*$AG$61*$AG$114+$AH163*$AH$61*$AH$114+$AI163*$AI$61*$AI$114+$AJ163*$AJ$61*$AJ$114+$AK163*$AK$61*$AK$114+$AL163*$AL$61*$AL$114+$AM163*$AM$61*$AM$114+$AN163*$AN$61*$AN$114+$AO163*$AO$61*$AO$114+$AP163*$AP$61*$AP$114+$AQ163*$AQ$61*$AQ$114+$AR163*$AR$61*$AR$114+$AS163*$AS$61*$AS$114+$AT163*$AT$61*$AT$114+$AU163*$AU$61*$AU$114+$AV163*$AV$61*$AV$114+$AW163*$AW$61*$AW$114+$AX163*$AX$61*$AX$114+$AY163*$AY$61*$AY$114+$AZ163*$AZ$61*$AZ$114+$BA163*$BA$61*$BA$114+$BB163*$BB$61*$BB$114+$BC163*$BC$61*$BC$114+$BD163*$BD$61*$BD$114)/BU$63","v":0},{"$f":"($AF163*$AF$61*$AF$115+$AG163*$AG$61*$AG$115+$AH163*$AH$61*$AH$115+$AI163*$AI$61*$AI$115+$AJ163*$AJ$61*$AJ$115+$AK163*$AK$61*$AK$115+$AL163*$AL$61*$AL$115+$AM163*$AM$61*$AM$115+$AN163*$AN$61*$AN$115+$AO163*$AO$61*$AO$115+$AP163*$AP$61*$AP$115+$AQ163*$AQ$61*$AQ$115+$AR163*$AR$61*$AR$115+$AS163*$AS$61*$AS$115+$AT163*$AT$61*$AT$115+$AU163*$AU$61*$AU$115+$AV163*$AV$61*$AV$115+$AW163*$AW$61*$AW$115+$AX163*$AX$61*$AX$115+$AY163*$AY$61*$AY$115+$AZ163*$AZ$61*$AZ$115+$BA163*$BA$61*$BA$115+$BB163*$BB$61*$BB$115+$BC163*$BC$61*$BC$115+$BD163*$BD$61*$BD$115)/BV$63","v":0},{"$f":"($AF163*$AF$61*$AF$116+$AG163*$AG$61*$AG$116+$AH163*$AH$61*$AH$116+$AI163*$AI$61*$AI$116+$AJ163*$AJ$61*$AJ$116+$AK163*$AK$61*$AK$116+$AL163*$AL$61*$AL$116+$AM163*$AM$61*$AM$116+$AN163*$AN$61*$AN$116+$AO163*$AO$61*$AO$116+$AP163*$AP$61*$AP$116+$AQ163*$AQ$61*$AQ$116+$AR163*$AR$61*$AR$116+$AS163*$AS$61*$AS$116+$AT163*$AT$61*$AT$116+$AU163*$AU$61*$AU$116+$AV163*$AV$61*$AV$116+$AW163*$AW$61*$AW$116+$AX163*$AX$61*$AX$116+$AY163*$AY$61*$AY$116+$AZ163*$AZ$61*$AZ$116+$BA163*$BA$61*$BA$116+$BB163*$BB$61*$BB$116+$BC163*$BC$61*$BC$116+$BD163*$BD$61*$BD$116)/BW$63","v":0},{"$f":"($AF163*$AF$61*$AF$117+$AG163*$AG$61*$AG$117+$AH163*$AH$61*$AH$117+$AI163*$AI$61*$AI$117+$AJ163*$AJ$61*$AJ$117+$AK163*$AK$61*$AK$117+$AL163*$AL$61*$AL$117+$AM163*$AM$61*$AM$117+$AN163*$AN$61*$AN$117+$AO163*$AO$61*$AO$117+$AP163*$AP$61*$AP$117+$AQ163*$AQ$61*$AQ$117+$AR163*$AR$61*$AR$117+$AS163*$AS$61*$AS$117+$AT163*$AT$61*$AT$117+$AU163*$AU$61*$AU$117+$AV163*$AV$61*$AV$117+$AW163*$AW$61*$AW$117+$AX163*$AX$61*$AX$117+$AY163*$AY$61*$AY$117+$AZ163*$AZ$61*$AZ$117+$BA163*$BA$61*$BA$117+$BB163*$BB$61*$BB$117+$BC163*$BC$61*$BC$117+$BD163*$BD$61*$BD$117)/BX$63","v":0},{"$f":"($AF163*$AF$61*$AF$118+$AG163*$AG$61*$AG$118+$AH163*$AH$61*$AH$118+$AI163*$AI$61*$AI$118+$AJ163*$AJ$61*$AJ$118+$AK163*$AK$61*$AK$118+$AL163*$AL$61*$AL$118+$AM163*$AM$61*$AM$118+$AN163*$AN$61*$AN$118+$AO163*$AO$61*$AO$118+$AP163*$AP$61*$AP$118+$AQ163*$AQ$61*$AQ$118+$AR163*$AR$61*$AR$118+$AS163*$AS$61*$AS$118+$AT163*$AT$61*$AT$118+$AU163*$AU$61*$AU$118+$AV163*$AV$61*$AV$118+$AW163*$AW$61*$AW$118+$AX163*$AX$61*$AX$118+$AY163*$AY$61*$AY$118+$AZ163*$AZ$61*$AZ$118+$BA163*$BA$61*$BA$118+$BB163*$BB$61*$BB$118+$BC163*$BC$61*$BC$118+$BD163*$BD$61*$BD$118)/BY$63","v":0},{"$f":"($AF163*$AF$61*$AF$119+$AG163*$AG$61*$AG$119+$AH163*$AH$61*$AH$119+$AI163*$AI$61*$AI$119+$AJ163*$AJ$61*$AJ$119+$AK163*$AK$61*$AK$119+$AL163*$AL$61*$AL$119+$AM163*$AM$61*$AM$119+$AN163*$AN$61*$AN$119+$AO163*$AO$61*$AO$119+$AP163*$AP$61*$AP$119+$AQ163*$AQ$61*$AQ$119+$AR163*$AR$61*$AR$119+$AS163*$AS$61*$AS$119+$AT163*$AT$61*$AT$119+$AU163*$AU$61*$AU$119+$AV163*$AV$61*$AV$119+$AW163*$AW$61*$AW$119+$AX163*$AX$61*$AX$119+$AY163*$AY$61*$AY$119+$AZ163*$AZ$61*$AZ$119+$BA163*$BA$61*$BA$119+$BB163*$BB$61*$BB$119+$BC163*$BC$61*$BC$119+$BD163*$BD$61*$BD$119)/BZ$63","v":0},{"$f":"($AF163*$AF$61*$AF$120+$AG163*$AG$61*$AG$120+$AH163*$AH$61*$AH$120+$AI163*$AI$61*$AI$120+$AJ163*$AJ$61*$AJ$120+$AK163*$AK$61*$AK$120+$AL163*$AL$61*$AL$120+$AM163*$AM$61*$AM$120+$AN163*$AN$61*$AN$120+$AO163*$AO$61*$AO$120+$AP163*$AP$61*$AP$120+$AQ163*$AQ$61*$AQ$120+$AR163*$AR$61*$AR$120+$AS163*$AS$61*$AS$120+$AT163*$AT$61*$AT$120+$AU163*$AU$61*$AU$120+$AV163*$AV$61*$AV$120+$AW163*$AW$61*$AW$120+$AX163*$AX$61*$AX$120+$AY163*$AY$61*$AY$120+$AZ163*$AZ$61*$AZ$120+$BA163*$BA$61*$BA$120+$BB163*$BB$61*$BB$120+$BC163*$BC$61*$BC$120+$BD163*$BD$61*$BD$120)/CA$63","v":0},{"$f":"($AF163*$AF$61*$AF$121+$AG163*$AG$61*$AG$121+$AH163*$AH$61*$AH$121+$AI163*$AI$61*$AI$121+$AJ163*$AJ$61*$AJ$121+$AK163*$AK$61*$AK$121+$AL163*$AL$61*$AL$121+$AM163*$AM$61*$AM$121+$AN163*$AN$61*$AN$121+$AO163*$AO$61*$AO$121+$AP163*$AP$61*$AP$121+$AQ163*$AQ$61*$AQ$121+$AR163*$AR$61*$AR$121+$AS163*$AS$61*$AS$121+$AT163*$AT$61*$AT$121+$AU163*$AU$61*$AU$121+$AV163*$AV$61*$AV$121+$AW163*$AW$61*$AW$121+$AX163*$AX$61*$AX$121+$AY163*$AY$61*$AY$121+$AZ163*$AZ$61*$AZ$121+$BA163*$BA$61*$BA$121+$BB163*$BB$61*$BB$121+$BC163*$BC$61*$BC$121+$BD163*$BD$61*$BD$121)/CB$63","v":0},{"$f":"($AF163*$AF$61*$AF$122+$AG163*$AG$61*$AG$122+$AH163*$AH$61*$AH$122+$AI163*$AI$61*$AI$122+$AJ163*$AJ$61*$AJ$122+$AK163*$AK$61*$AK$122+$AL163*$AL$61*$AL$122+$AM163*$AM$61*$AM$122+$AN163*$AN$61*$AN$122+$AO163*$AO$61*$AO$122+$AP163*$AP$61*$AP$122+$AQ163*$AQ$61*$AQ$122+$AR163*$AR$61*$AR$122+$AS163*$AS$61*$AS$122+$AT163*$AT$61*$AT$122+$AU163*$AU$61*$AU$122+$AV163*$AV$61*$AV$122+$AW163*$AW$61*$AW$122+$AX163*$AX$61*$AX$122+$AY163*$AY$61*$AY$122+$AZ163*$AZ$61*$AZ$122+$BA163*$BA$61*$BA$122+$BB163*$BB$61*$BB$122+$BC163*$BC$61*$BC$122+$BD163*$BD$61*$BD$122)/CC$63","v":0},{"$f":"($AF163*$AF$61*$AF$123+$AG163*$AG$61*$AG$123+$AH163*$AH$61*$AH$123+$AI163*$AI$61*$AI$123+$AJ163*$AJ$61*$AJ$123+$AK163*$AK$61*$AK$123+$AL163*$AL$61*$AL$123+$AM163*$AM$61*$AM$123+$AN163*$AN$61*$AN$123+$AO163*$AO$61*$AO$123+$AP163*$AP$61*$AP$123+$AQ163*$AQ$61*$AQ$123+$AR163*$AR$61*$AR$123+$AS163*$AS$61*$AS$123+$AT163*$AT$61*$AT$123+$AU163*$AU$61*$AU$123+$AV163*$AV$61*$AV$123+$AW163*$AW$61*$AW$123+$AX163*$AX$61*$AX$123+$AY163*$AY$61*$AY$123+$AZ163*$AZ$61*$AZ$123+$BA163*$BA$61*$BA$123+$BB163*$BB$61*$BB$123+$BC163*$BC$61*$BC$123+$BD163*$BD$61*$BD$123)/CD$63","v":0},{"$f":"($AF163*$AF$61*$AF$124+$AG163*$AG$61*$AG$124+$AH163*$AH$61*$AH$124+$AI163*$AI$61*$AI$124+$AJ163*$AJ$61*$AJ$124+$AK163*$AK$61*$AK$124+$AL163*$AL$61*$AL$124+$AM163*$AM$61*$AM$124+$AN163*$AN$61*$AN$124+$AO163*$AO$61*$AO$124+$AP163*$AP$61*$AP$124+$AQ163*$AQ$61*$AQ$124+$AR163*$AR$61*$AR$124+$AS163*$AS$61*$AS$124+$AT163*$AT$61*$AT$124+$AU163*$AU$61*$AU$124+$AV163*$AV$61*$AV$124+$AW163*$AW$61*$AW$124+$AX163*$AX$61*$AX$124+$AY163*$AY$61*$AY$124+$AZ163*$AZ$61*$AZ$124+$BA163*$BA$61*$BA$124+$BB163*$BB$61*$BB$124+$BC163*$BC$61*$BC$124+$BD163*$BD$61*$BD$124)/CE$63","v":0},{"$f":"($AF163*$AF$61*$AF$125+$AG163*$AG$61*$AG$125+$AH163*$AH$61*$AH$125+$AI163*$AI$61*$AI$125+$AJ163*$AJ$61*$AJ$125+$AK163*$AK$61*$AK$125+$AL163*$AL$61*$AL$125+$AM163*$AM$61*$AM$125+$AN163*$AN$61*$AN$125+$AO163*$AO$61*$AO$125+$AP163*$AP$61*$AP$125+$AQ163*$AQ$61*$AQ$125+$AR163*$AR$61*$AR$125+$AS163*$AS$61*$AS$125+$AT163*$AT$61*$AT$125+$AU163*$AU$61*$AU$125+$AV163*$AV$61*$AV$125+$AW163*$AW$61*$AW$125+$AX163*$AX$61*$AX$125+$AY163*$AY$61*$AY$125+$AZ163*$AZ$61*$AZ$125+$BA163*$BA$61*$BA$125+$BB163*$BB$61*$BB$125+$BC163*$BC$61*$BC$125+$BD163*$BD$61*$BD$125)/CF$63","v":0},{"$f":"($AF163*$AF$61*$AF$126+$AG163*$AG$61*$AG$126+$AH163*$AH$61*$AH$126+$AI163*$AI$61*$AI$126+$AJ163*$AJ$61*$AJ$126+$AK163*$AK$61*$AK$126+$AL163*$AL$61*$AL$126+$AM163*$AM$61*$AM$126+$AN163*$AN$61*$AN$126+$AO163*$AO$61*$AO$126+$AP163*$AP$61*$AP$126+$AQ163*$AQ$61*$AQ$126+$AR163*$AR$61*$AR$126+$AS163*$AS$61*$AS$126+$AT163*$AT$61*$AT$126+$AU163*$AU$61*$AU$126+$AV163*$AV$61*$AV$126+$AW163*$AW$61*$AW$126+$AX163*$AX$61*$AX$126+$AY163*$AY$61*$AY$126+$AZ163*$AZ$61*$AZ$126+$BA163*$BA$61*$BA$126+$BB163*$BB$61*$BB$126+$BC163*$BC$61*$BC$126+$BD163*$BD$61*$BD$126)/CG$63","v":0},null,"Ih/If",{"$f":"+CJ161/100","v":0.18850793810332686},0.18101494944637825,0.16417801244730662,0.14493669828622047,0.13036768413706668,0.11718334502363366,0.10584961274975621,9.7191328726753068E-2,9.0319789118380372E-2,8.4003405263588335E-2,7.4299598732034261E-2,6.5781431664400272E-2,5.9043965081730591E-2,4.9231884259033173E-2,4.3706947224619014E-2,4.3706947224619014E-2,4.3706947224619014E-2,4.3706947224619014E-2,null,null,null,null,null,null,null,null,null,null,null,null,null,null,null,null,null,null,null,null,null,null,null,null,null,null,null,null,null,null,null,null,null,null,null,null,null,null,null,null,null,null,null,null,null,null,0]
[null,"T4",null,0,0,0,0,0,0,0,0,0,0,0,0,0,0,0,0,0,0,0,0,null,null,null,null,null,null,null,{"$f":"+AE163+1","v":3},0,0,0,0,0,0,0,0,0,0,0,0,0,0,0,0,0,0,0,0,0,0,0,0,0,null,null,null,null,7.739283710843698,null,{"$f":"$BL164/130*($BJ$80*HLOOKUP($BK$80,$BM$162:$CG$211,$BL164,0)+$BJ$81*HLOOKUP($BK$81,$BM$162:$CG$211,$BL164,0)+$BJ$82*HLOOKUP($BK$82,$BM$162:$CG$211,$BL164,0)+$BJ$83*HLOOKUP($BK$83,$BM$162:$CG$211,$BL164,0)+$BJ$84*HLOOKUP($BK$84,$BM$162:$CG$211,$BL164,0)+$BJ$85*HLOOKUP($BK$85,$BM$162:$CG$211,$BL164,0)+$BJ$86*HLOOKUP($BK$86,$BM$162:$CG$211,$BL164,0)+$BJ$87*HLOOKUP($BK$87,$BM$162:$CG$211,$BL164,0)+$BJ$88*HLOOKUP($BK$88,$BM$162:$CG$211,$BL164,0)+$BJ$89*HLOOKUP($BK$89,$BM$162:$CG$211,$BL164,0)+$BJ$90*HLOOKUP($BK$90,$BM$162:$CG$211,$BL164,0)+$BJ$91*HLOOKUP($BK$91,$BM$162:$CG$211,$BL164,0)+$BJ$92*HLOOKUP($BK$92,$BM$162:$CG$211,$BL164,0)+$BJ$93*HLOOKUP($BK$93,$BM$162:$CG$211,$BL164,0)+$BJ$94*HLOOKUP($BK$94,$BM$162:$CG$211,$BL164,0)+$BJ$95*HLOOKUP($BK$95,$BM$162:$CG$211,$BL164,0)+$BJ$96*HLOOKUP($BK$96,$BM$162:$CG$211,$BL164,0)+$BJ$97*HLOOKUP($BK$97,$BM$162:$CG$211,$BL164,0)+$BJ$98*HLOOKUP($BK$98,$BM$162:$CG$211,$BL164,0)+$BJ$99*HLOOKUP($BK$99,$BM$162:$CG$211,$BL164,0)+$BJ$100*HLOOKUP($BK$100,$BM$162:$CG$211,$BL164,0))","v":0},3,null,{"$f":"($AF164*$AF$61*$AF$107+$AG164*$AG$61*$AG$107+$AH164*$AH$61*$AH$107+$AI164*$AI$61*$AI$107+$AJ164*$AJ$61*$AJ$107+$AK164*$AK$61*$AK$107+$AL164*$AL$61*$AL$107+$AM164*$AM$61*$AM$107+$AN164*$AN$61*$AN$107+$AO164*$AO$61*$AO$107+$AP164*$AP$61*$AP$107+$AQ164*$AQ$61*$AQ$107+$AR164*$AR$61*$AR$107+$AS164*$AS$61*$AS$107+$AT164*$AT$61*$AT$107+$AU164*$AU$61*$AU$107+$AV164*$AV$61*$AV$107+$AW164*$AW$61*$AW$107+$AX164*$AX$61*$AX$107+$AY164*$AY$61*$AY$107+$AZ164*$AZ$61*$AZ$107+$BA164*$BA$61*$BA$107+$BB164*$BB$61*$BB$107+$BC164*$BC$61*$BC$107+$BD164*$BD$61*$BD$107)/BN$63","v":0},{"$f":"($AF164*$AF$61*$AF$108+$AG164*$AG$61*$AG$108+$AH164*$AH$61*$AH$108+$AI164*$AI$61*$AI$108+$AJ164*$AJ$61*$AJ$108+$AK164*$AK$61*$AK$108+$AL164*$AL$61*$AL$108+$AM164*$AM$61*$AM$108+$AN164*$AN$61*$AN$108+$AO164*$AO$61*$AO$108+$AP164*$AP$61*$AP$108+$AQ164*$AQ$61*$AQ$108+$AR164*$AR$61*$AR$108+$AS164*$AS$61*$AS$108+$AT164*$AT$61*$AT$108+$AU164*$AU$61*$AU$108+$AV164*$AV$61*$AV$108+$AW164*$AW$61*$AW$108+$AX164*$AX$61*$AX$108+$AY164*$AY$61*$AY$108+$AZ164*$AZ$61*$AZ$108+$BA164*$BA$61*$BA$108+$BB164*$BB$61*$BB$108+$BC164*$BC$61*$BC$108+$BD164*$BD$61*$BD$108)/BO$63","v":0},{"$f":"($AF164*$AF$61*$AF$109+$AG164*$AG$61*$AG$109+$AH164*$AH$61*$AH$109+$AI164*$AI$61*$AI$109+$AJ164*$AJ$61*$AJ$109+$AK164*$AK$61*$AK$109+$AL164*$AL$61*$AL$109+$AM164*$AM$61*$AM$109+$AN164*$AN$61*$AN$109+$AO164*$AO$61*$AO$109+$AP164*$AP$61*$AP$109+$AQ164*$AQ$61*$AQ$109+$AR164*$AR$61*$AR$109+$AS164*$AS$61*$AS$109+$AT164*$AT$61*$AT$109+$AU164*$AU$61*$AU$109+$AV164*$AV$61*$AV$109+$AW164*$AW$61*$AW$109+$AX164*$AX$61*$AX$109+$AY164*$AY$61*$AY$109+$AZ164*$AZ$61*$AZ$109+$BA164*$BA$61*$BA$109+$BB164*$BB$61*$BB$109+$BC164*$BC$61*$BC$109+$BD164*$BD$61*$BD$109)/BP$63","v":0},{"$f":"($AF164*$AF$61*$AF$110+$AG164*$AG$61*$AG$110+$AH164*$AH$61*$AH$110+$AI164*$AI$61*$AI$110+$AJ164*$AJ$61*$AJ$110+$AK164*$AK$61*$AK$110+$AL164*$AL$61*$AL$110+$AM164*$AM$61*$AM$110+$AN164*$AN$61*$AN$110+$AO164*$AO$61*$AO$110+$AP164*$AP$61*$AP$110+$AQ164*$AQ$61*$AQ$110+$AR164*$AR$61*$AR$110+$AS164*$AS$61*$AS$110+$AT164*$AT$61*$AT$110+$AU164*$AU$61*$AU$110+$AV164*$AV$61*$AV$110+$AW164*$AW$61*$AW$110+$AX164*$AX$61*$AX$110+$AY164*$AY$61*$AY$110+$AZ164*$AZ$61*$AZ$110+$BA164*$BA$61*$BA$110+$BB164*$BB$61*$BB$110+$BC164*$BC$61*$BC$110+$BD164*$BD$61*$BD$110)/BQ$63","v":0},{"$f":"($AF164*$AF$61*$AF$111+$AG164*$AG$61*$AG$111+$AH164*$AH$61*$AH$111+$AI164*$AI$61*$AI$111+$AJ164*$AJ$61*$AJ$111+$AK164*$AK$61*$AK$111+$AL164*$AL$61*$AL$111+$AM164*$AM$61*$AM$111+$AN164*$AN$61*$AN$111+$AO164*$AO$61*$AO$111+$AP164*$AP$61*$AP$111+$AQ164*$AQ$61*$AQ$111+$AR164*$AR$61*$AR$111+$AS164*$AS$61*$AS$111+$AT164*$AT$61*$AT$111+$AU164*$AU$61*$AU$111+$AV164*$AV$61*$AV$111+$AW164*$AW$61*$AW$111+$AX164*$AX$61*$AX$111+$AY164*$AY$61*$AY$111+$AZ164*$AZ$61*$AZ$111+$BA164*$BA$61*$BA$111+$BB164*$BB$61*$BB$111+$BC164*$BC$61*$BC$111+$BD164*$BD$61*$BD$111)/BR$63","v":0},{"$f":"($AF164*$AF$61*$AF$112+$AG164*$AG$61*$AG$112+$AH164*$AH$61*$AH$112+$AI164*$AI$61*$AI$112+$AJ164*$AJ$61*$AJ$112+$AK164*$AK$61*$AK$112+$AL164*$AL$61*$AL$112+$AM164*$AM$61*$AM$112+$AN164*$AN$61*$AN$112+$AO164*$AO$61*$AO$112+$AP164*$AP$61*$AP$112+$AQ164*$AQ$61*$AQ$112+$AR164*$AR$61*$AR$112+$AS164*$AS$61*$AS$112+$AT164*$AT$61*$AT$112+$AU164*$AU$61*$AU$112+$AV164*$AV$61*$AV$112+$AW164*$AW$61*$AW$112+$AX164*$AX$61*$AX$112+$AY164*$AY$61*$AY$112+$AZ164*$AZ$61*$AZ$112+$BA164*$BA$61*$BA$112+$BB164*$BB$61*$BB$112+$BC164*$BC$61*$BC$112+$BD164*$BD$61*$BD$112)/BS$63","v":0},{"$f":"($AF164*$AF$61*$AF$113+$AG164*$AG$61*$AG$113+$AH164*$AH$61*$AH$113+$AI164*$AI$61*$AI$113+$AJ164*$AJ$61*$AJ$113+$AK164*$AK$61*$AK$113+$AL164*$AL$61*$AL$113+$AM164*$AM$61*$AM$113+$AN164*$AN$61*$AN$113+$AO164*$AO$61*$AO$113+$AP164*$AP$61*$AP$113+$AQ164*$AQ$61*$AQ$113+$AR164*$AR$61*$AR$113+$AS164*$AS$61*$AS$113+$AT164*$AT$61*$AT$113+$AU164*$AU$61*$AU$113+$AV164*$AV$61*$AV$113+$AW164*$AW$61*$AW$113+$AX164*$AX$61*$AX$113+$AY164*$AY$61*$AY$113+$AZ164*$AZ$61*$AZ$113+$BA164*$BA$61*$BA$113+$BB164*$BB$61*$BB$113+$BC164*$BC$61*$BC$113+$BD164*$BD$61*$BD$113)/BT$63","v":0},{"$f":"($AF164*$AF$61*$AF$114+$AG164*$AG$61*$AG$114+$AH164*$AH$61*$AH$114+$AI164*$AI$61*$AI$114+$AJ164*$AJ$61*$AJ$114+$AK164*$AK$61*$AK$114+$AL164*$AL$61*$AL$114+$AM164*$AM$61*$AM$114+$AN164*$AN$61*$AN$114+$AO164*$AO$61*$AO$114+$AP164*$AP$61*$AP$114+$AQ164*$AQ$61*$AQ$114+$AR164*$AR$61*$AR$114+$AS164*$AS$61*$AS$114+$AT164*$AT$61*$AT$114+$AU164*$AU$61*$AU$114+$AV164*$AV$61*$AV$114+$AW164*$AW$61*$AW$114+$AX164*$AX$61*$AX$114+$AY164*$AY$61*$AY$114+$AZ164*$AZ$61*$AZ$114+$BA164*$BA$61*$BA$114+$BB164*$BB$61*$BB$114+$BC164*$BC$61*$BC$114+$BD164*$BD$61*$BD$114)/BU$63","v":0},{"$f":"($AF164*$AF$61*$AF$115+$AG164*$AG$61*$AG$115+$AH164*$AH$61*$AH$115+$AI164*$AI$61*$AI$115+$AJ164*$AJ$61*$AJ$115+$AK164*$AK$61*$AK$115+$AL164*$AL$61*$AL$115+$AM164*$AM$61*$AM$115+$AN164*$AN$61*$AN$115+$AO164*$AO$61*$AO$115+$AP164*$AP$61*$AP$115+$AQ164*$AQ$61*$AQ$115+$AR164*$AR$61*$AR$115+$AS164*$AS$61*$AS$115+$AT164*$AT$61*$AT$115+$AU164*$AU$61*$AU$115+$AV164*$AV$61*$AV$115+$AW164*$AW$61*$AW$115+$AX164*$AX$61*$AX$115+$AY164*$AY$61*$AY$115+$AZ164*$AZ$61*$AZ$115+$BA164*$BA$61*$BA$115+$BB164*$BB$61*$BB$115+$BC164*$BC$61*$BC$115+$BD164*$BD$61*$BD$115)/BV$63","v":0},{"$f":"($AF164*$AF$61*$AF$116+$AG164*$AG$61*$AG$116+$AH164*$AH$61*$AH$116+$AI164*$AI$61*$AI$116+$AJ164*$AJ$61*$AJ$116+$AK164*$AK$61*$AK$116+$AL164*$AL$61*$AL$116+$AM164*$AM$61*$AM$116+$AN164*$AN$61*$AN$116+$AO164*$AO$61*$AO$116+$AP164*$AP$61*$AP$116+$AQ164*$AQ$61*$AQ$116+$AR164*$AR$61*$AR$116+$AS164*$AS$61*$AS$116+$AT164*$AT$61*$AT$116+$AU164*$AU$61*$AU$116+$AV164*$AV$61*$AV$116+$AW164*$AW$61*$AW$116+$AX164*$AX$61*$AX$116+$AY164*$AY$61*$AY$116+$AZ164*$AZ$61*$AZ$116+$BA164*$BA$61*$BA$116+$BB164*$BB$61*$BB$116+$BC164*$BC$61*$BC$116+$BD164*$BD$61*$BD$116)/BW$63","v":0},{"$f":"($AF164*$AF$61*$AF$117+$AG164*$AG$61*$AG$117+$AH164*$AH$61*$AH$117+$AI164*$AI$61*$AI$117+$AJ164*$AJ$61*$AJ$117+$AK164*$AK$61*$AK$117+$AL164*$AL$61*$AL$117+$AM164*$AM$61*$AM$117+$AN164*$AN$61*$AN$117+$AO164*$AO$61*$AO$117+$AP164*$AP$61*$AP$117+$AQ164*$AQ$61*$AQ$117+$AR164*$AR$61*$AR$117+$AS164*$AS$61*$AS$117+$AT164*$AT$61*$AT$117+$AU164*$AU$61*$AU$117+$AV164*$AV$61*$AV$117+$AW164*$AW$61*$AW$117+$AX164*$AX$61*$AX$117+$AY164*$AY$61*$AY$117+$AZ164*$AZ$61*$AZ$117+$BA164*$BA$61*$BA$117+$BB164*$BB$61*$BB$117+$BC164*$BC$61*$BC$117+$BD164*$BD$61*$BD$117)/BX$63","v":0},{"$f":"($AF164*$AF$61*$AF$118+$AG164*$AG$61*$AG$118+$AH164*$AH$61*$AH$118+$AI164*$AI$61*$AI$118+$AJ164*$AJ$61*$AJ$118+$AK164*$AK$61*$AK$118+$AL164*$AL$61*$AL$118+$AM164*$AM$61*$AM$118+$AN164*$AN$61*$AN$118+$AO164*$AO$61*$AO$118+$AP164*$AP$61*$AP$118+$AQ164*$AQ$61*$AQ$118+$AR164*$AR$61*$AR$118+$AS164*$AS$61*$AS$118+$AT164*$AT$61*$AT$118+$AU164*$AU$61*$AU$118+$AV164*$AV$61*$AV$118+$AW164*$AW$61*$AW$118+$AX164*$AX$61*$AX$118+$AY164*$AY$61*$AY$118+$AZ164*$AZ$61*$AZ$118+$BA164*$BA$61*$BA$118+$BB164*$BB$61*$BB$118+$BC164*$BC$61*$BC$118+$BD164*$BD$61*$BD$118)/BY$63","v":0},{"$f":"($AF164*$AF$61*$AF$119+$AG164*$AG$61*$AG$119+$AH164*$AH$61*$AH$119+$AI164*$AI$61*$AI$119+$AJ164*$AJ$61*$AJ$119+$AK164*$AK$61*$AK$119+$AL164*$AL$61*$AL$119+$AM164*$AM$61*$AM$119+$AN164*$AN$61*$AN$119+$AO164*$AO$61*$AO$119+$AP164*$AP$61*$AP$119+$AQ164*$AQ$61*$AQ$119+$AR164*$AR$61*$AR$119+$AS164*$AS$61*$AS$119+$AT164*$AT$61*$AT$119+$AU164*$AU$61*$AU$119+$AV164*$AV$61*$AV$119+$AW164*$AW$61*$AW$119+$AX164*$AX$61*$AX$119+$AY164*$AY$61*$AY$119+$AZ164*$AZ$61*$AZ$119+$BA164*$BA$61*$BA$119+$BB164*$BB$61*$BB$119+$BC164*$BC$61*$BC$119+$BD164*$BD$61*$BD$119)/BZ$63","v":0},{"$f":"($AF164*$AF$61*$AF$120+$AG164*$AG$61*$AG$120+$AH164*$AH$61*$AH$120+$AI164*$AI$61*$AI$120+$AJ164*$AJ$61*$AJ$120+$AK164*$AK$61*$AK$120+$AL164*$AL$61*$AL$120+$AM164*$AM$61*$AM$120+$AN164*$AN$61*$AN$120+$AO164*$AO$61*$AO$120+$AP164*$AP$61*$AP$120+$AQ164*$AQ$61*$AQ$120+$AR164*$AR$61*$AR$120+$AS164*$AS$61*$AS$120+$AT164*$AT$61*$AT$120+$AU164*$AU$61*$AU$120+$AV164*$AV$61*$AV$120+$AW164*$AW$61*$AW$120+$AX164*$AX$61*$AX$120+$AY164*$AY$61*$AY$120+$AZ164*$AZ$61*$AZ$120+$BA164*$BA$61*$BA$120+$BB164*$BB$61*$BB$120+$BC164*$BC$61*$BC$120+$BD164*$BD$61*$BD$120)/CA$63","v":0},{"$f":"($AF164*$AF$61*$AF$121+$AG164*$AG$61*$AG$121+$AH164*$AH$61*$AH$121+$AI164*$AI$61*$AI$121+$AJ164*$AJ$61*$AJ$121+$AK164*$AK$61*$AK$121+$AL164*$AL$61*$AL$121+$AM164*$AM$61*$AM$121+$AN164*$AN$61*$AN$121+$AO164*$AO$61*$AO$121+$AP164*$AP$61*$AP$121+$AQ164*$AQ$61*$AQ$121+$AR164*$AR$61*$AR$121+$AS164*$AS$61*$AS$121+$AT164*$AT$61*$AT$121+$AU164*$AU$61*$AU$121+$AV164*$AV$61*$AV$121+$AW164*$AW$61*$AW$121+$AX164*$AX$61*$AX$121+$AY164*$AY$61*$AY$121+$AZ164*$AZ$61*$AZ$121+$BA164*$BA$61*$BA$121+$BB164*$BB$61*$BB$121+$BC164*$BC$61*$BC$121+$BD164*$BD$61*$BD$121)/CB$63","v":0},{"$f":"($AF164*$AF$61*$AF$122+$AG164*$AG$61*$AG$122+$AH164*$AH$61*$AH$122+$AI164*$AI$61*$AI$122+$AJ164*$AJ$61*$AJ$122+$AK164*$AK$61*$AK$122+$AL164*$AL$61*$AL$122+$AM164*$AM$61*$AM$122+$AN164*$AN$61*$AN$122+$AO164*$AO$61*$AO$122+$AP164*$AP$61*$AP$122+$AQ164*$AQ$61*$AQ$122+$AR164*$AR$61*$AR$122+$AS164*$AS$61*$AS$122+$AT164*$AT$61*$AT$122+$AU164*$AU$61*$AU$122+$AV164*$AV$61*$AV$122+$AW164*$AW$61*$AW$122+$AX164*$AX$61*$AX$122+$AY164*$AY$61*$AY$122+$AZ164*$AZ$61*$AZ$122+$BA164*$BA$61*$BA$122+$BB164*$BB$61*$BB$122+$BC164*$BC$61*$BC$122+$BD164*$BD$61*$BD$122)/CC$63","v":0},{"$f":"($AF164*$AF$61*$AF$123+$AG164*$AG$61*$AG$123+$AH164*$AH$61*$AH$123+$AI164*$AI$61*$AI$123+$AJ164*$AJ$61*$AJ$123+$AK164*$AK$61*$AK$123+$AL164*$AL$61*$AL$123+$AM164*$AM$61*$AM$123+$AN164*$AN$61*$AN$123+$AO164*$AO$61*$AO$123+$AP164*$AP$61*$AP$123+$AQ164*$AQ$61*$AQ$123+$AR164*$AR$61*$AR$123+$AS164*$AS$61*$AS$123+$AT164*$AT$61*$AT$123+$AU164*$AU$61*$AU$123+$AV164*$AV$61*$AV$123+$AW164*$AW$61*$AW$123+$AX164*$AX$61*$AX$123+$AY164*$AY$61*$AY$123+$AZ164*$AZ$61*$AZ$123+$BA164*$BA$61*$BA$123+$BB164*$BB$61*$BB$123+$BC164*$BC$61*$BC$123+$BD164*$BD$61*$BD$123)/CD$63","v":0},{"$f":"($AF164*$AF$61*$AF$124+$AG164*$AG$61*$AG$124+$AH164*$AH$61*$AH$124+$AI164*$AI$61*$AI$124+$AJ164*$AJ$61*$AJ$124+$AK164*$AK$61*$AK$124+$AL164*$AL$61*$AL$124+$AM164*$AM$61*$AM$124+$AN164*$AN$61*$AN$124+$AO164*$AO$61*$AO$124+$AP164*$AP$61*$AP$124+$AQ164*$AQ$61*$AQ$124+$AR164*$AR$61*$AR$124+$AS164*$AS$61*$AS$124+$AT164*$AT$61*$AT$124+$AU164*$AU$61*$AU$124+$AV164*$AV$61*$AV$124+$AW164*$AW$61*$AW$124+$AX164*$AX$61*$AX$124+$AY164*$AY$61*$AY$124+$AZ164*$AZ$61*$AZ$124+$BA164*$BA$61*$BA$124+$BB164*$BB$61*$BB$124+$BC164*$BC$61*$BC$124+$BD164*$BD$61*$BD$124)/CE$63","v":0},{"$f":"($AF164*$AF$61*$AF$125+$AG164*$AG$61*$AG$125+$AH164*$AH$61*$AH$125+$AI164*$AI$61*$AI$125+$AJ164*$AJ$61*$AJ$125+$AK164*$AK$61*$AK$125+$AL164*$AL$61*$AL$125+$AM164*$AM$61*$AM$125+$AN164*$AN$61*$AN$125+$AO164*$AO$61*$AO$125+$AP164*$AP$61*$AP$125+$AQ164*$AQ$61*$AQ$125+$AR164*$AR$61*$AR$125+$AS164*$AS$61*$AS$125+$AT164*$AT$61*$AT$125+$AU164*$AU$61*$AU$125+$AV164*$AV$61*$AV$125+$AW164*$AW$61*$AW$125+$AX164*$AX$61*$AX$125+$AY164*$AY$61*$AY$125+$AZ164*$AZ$61*$AZ$125+$BA164*$BA$61*$BA$125+$BB164*$BB$61*$BB$125+$BC164*$BC$61*$BC$125+$BD164*$BD$61*$BD$125)/CF$63","v":0},{"$f":"($AF164*$AF$61*$AF$126+$AG164*$AG$61*$AG$126+$AH164*$AH$61*$AH$126+$AI164*$AI$61*$AI$126+$AJ164*$AJ$61*$AJ$126+$AK164*$AK$61*$AK$126+$AL164*$AL$61*$AL$126+$AM164*$AM$61*$AM$126+$AN164*$AN$61*$AN$126+$AO164*$AO$61*$AO$126+$AP164*$AP$61*$AP$126+$AQ164*$AQ$61*$AQ$126+$AR164*$AR$61*$AR$126+$AS164*$AS$61*$AS$126+$AT164*$AT$61*$AT$126+$AU164*$AU$61*$AU$126+$AV164*$AV$61*$AV$126+$AW164*$AW$61*$AW$126+$AX164*$AX$61*$AX$126+$AY164*$AY$61*$AY$126+$AZ164*$AZ$61*$AZ$126+$BA164*$BA$61*$BA$126+$BB164*$BB$61*$BB$126+$BC164*$BC$61*$BC$126+$BD164*$BD$61*$BD$126)/CG$63","v":0},null,"DispPF",0.996,0.996,0.997,0.996,0.996,0.996,0.996,0.996,0.996,0.996,0.996,0.996,0.996,0.996,0.996,0.996,0.996,0.996,null,null,null,null,null,null,null,null,null,null,null,null,null,null,null,null,null,null,null,null,null,null,null,null,null,null,null,null,null,null,null,null,null,null,null,null,null,null,null,null,null,null,null,null,null,null,0]
[null,"T5",null,0,0,0,0,0,0,0,0,0,0,0,0,0,0,0,0,0,0,0,0,null,null,null,null,null,null,null,4,0,0,0,0,0,0,0,0,0,0,0,0,0,0,0,0,0,0,0,0,0,0,0,0,0,null,null,null,null,1.8892150951115152E-2,null,{"$f":"$BL165/130*($BJ$80*HLOOKUP($BK$80,$BM$162:$CG$211,$BL165,0)+$BJ$81*HLOOKUP($BK$81,$BM$162:$CG$211,$BL165,0)+$BJ$82*HLOOKUP($BK$82,$BM$162:$CG$211,$BL165,0)+$BJ$83*HLOOKUP($BK$83,$BM$162:$CG$211,$BL165,0)+$BJ$84*HLOOKUP($BK$84,$BM$162:$CG$211,$BL165,0)+$BJ$85*HLOOKUP($BK$85,$BM$162:$CG$211,$BL165,0)+$BJ$86*HLOOKUP($BK$86,$BM$162:$CG$211,$BL165,0)+$BJ$87*HLOOKUP($BK$87,$BM$162:$CG$211,$BL165,0)+$BJ$88*HLOOKUP($BK$88,$BM$162:$CG$211,$BL165,0)+$BJ$89*HLOOKUP($BK$89,$BM$162:$CG$211,$BL165,0)+$BJ$90*HLOOKUP($BK$90,$BM$162:$CG$211,$BL165,0)+$BJ$91*HLOOKUP($BK$91,$BM$162:$CG$211,$BL165,0)+$BJ$92*HLOOKUP($BK$92,$BM$162:$CG$211,$BL165,0)+$BJ$93*HLOOKUP($BK$93,$BM$162:$CG$211,$BL165,0)+$BJ$94*HLOOKUP($BK$94,$BM$162:$CG$211,$BL165,0)+$BJ$95*HLOOKUP($BK$95,$BM$162:$CG$211,$BL165,0)+$BJ$96*HLOOKUP($BK$96,$BM$162:$CG$211,$BL165,0)+$BJ$97*HLOOKUP($BK$97,$BM$162:$CG$211,$BL165,0)+$BJ$98*HLOOKUP($BK$98,$BM$162:$CG$211,$BL165,0)+$BJ$99*HLOOKUP($BK$99,$BM$162:$CG$211,$BL165,0)+$BJ$100*HLOOKUP($BK$100,$BM$162:$CG$211,$BL165,0))","v":0},4,null,0,0,0,0,0,0,0,0,0,0,0,0,0,0,0,0,0,0,0,0,null,"ActPF",0.98799999999999999,0.98799999999999999,0.98899999999999999,0.99,0.99099999999999999,0.99199999999999999,0.99199999999999999,0.99299999999999999,0.99299999999999999,0.99299999999999999,0.99299999999999999,0.99399999999999999,0.99399999999999999,0.99399999999999999,0.99399999999999999,0.99399999999999999,0.99399999999999999,0.99399999999999999,null,null,null,null,null,null,null,null,null,null,null,null,null,null,null,null,null,null,null,null,null,null,null,null,null,null,null,null,null,null,null,null,null,null,null,null,null,null,null,null,null,null,null,null,null,null,0]
[null,"T6",null,0,0,0,0,0,0,0,0,0,0,0,0,0,0,0,0,0,0,0,0,null,null,null,null,null,null,null,5,0,0,0,0,0,0,0,0,0,0,0,0,0,0,0,0,0,0,0,0,0,0,0,0,0,null,null,null,null,37.198012514237355,null,{"$f":"$BL166/130*($BJ$80*HLOOKUP($BK$80,$BM$162:$CG$211,$BL166,0)+$BJ$81*HLOOKUP($BK$81,$BM$162:$CG$211,$BL166,0)+$BJ$82*HLOOKUP($BK$82,$BM$162:$CG$211,$BL166,0)+$BJ$83*HLOOKUP($BK$83,$BM$162:$CG$211,$BL166,0)+$BJ$84*HLOOKUP($BK$84,$BM$162:$CG$211,$BL166,0)+$BJ$85*HLOOKUP($BK$85,$BM$162:$CG$211,$BL166,0)+$BJ$86*HLOOKUP($BK$86,$BM$162:$CG$211,$BL166,0)+$BJ$87*HLOOKUP($BK$87,$BM$162:$CG$211,$BL166,0)+$BJ$88*HLOOKUP($BK$88,$BM$162:$CG$211,$BL166,0)+$BJ$89*HLOOKUP($BK$89,$BM$162:$CG$211,$BL166,0)+$BJ$90*HLOOKUP($BK$90,$BM$162:$CG$211,$BL166,0)+$BJ$91*HLOOKUP($BK$91,$BM$162:$CG$211,$BL166,0)+$BJ$92*HLOOKUP($BK$92,$BM$162:$CG$211,$BL166,0)+$BJ$93*HLOOKUP($BK$93,$BM$162:$CG$211,$BL166,0)+$BJ$94*HLOOKUP($BK$94,$BM$162:$CG$211,$BL166,0)+$BJ$95*HLOOKUP($BK$95,$BM$162:$CG$211,$BL166,0)+$BJ$96*HLOOKUP($BK$96,$BM$162:$CG$211,$BL166,0)+$BJ$97*HLOOKUP($BK$97,$BM$162:$CG$211,$BL166,0)+$BJ$98*HLOOKUP($BK$98,$BM$162:$CG$211,$BL166,0)+$BJ$99*HLOOKUP($BK$99,$BM$162:$CG$211,$BL166,0)+$BJ$100*HLOOKUP($BK$100,$BM$162:$CG$211,$BL166,0))","v":0},5,null,0,0,0,0,0,0,0,0,0,0,0,0,0,0,0,0,0,0,0,0,null,"%Vthd",7.8E-2,0.42199999999999999,0.78300000000000003,1.425,1.9730000000000001,2.4780000000000002,2.823,3.1970000000000001,3.5059999999999998,3.7930000000000001,4.2359999999999998,4.6139999999999999,4.9260000000000002,5.44,5.9630000000000001,5.9630000000000001,5.9630000000000001,5.9630000000000001,null,null,null,null,null,null,null,null,null,null,null,null,null,null,null,null,null,null,null,null,null,null,null,null,null,null,null,null,null,null,null,null,null,null,null,null,null,null,null,null,null,null,null,null,null,null,0]
[null,"T7",null,0,0,0,0,0,0,0,0,0,0,0,0,0,0,0,0,0,0,0,0,null,null,null,null,null,null,null,6,0,0,0,0,0,0,0,0,0,0,0,0,0,0,0,0,0,0,0,0,0,0,0,0,0,null,null,null,null,6.7099640972620202E-3,null,{"$f":"$BL167/130*($BJ$80*HLOOKUP($BK$80,$BM$162:$CG$211,$BL167,0)+$BJ$81*HLOOKUP($BK$81,$BM$162:$CG$211,$BL167,0)+$BJ$82*HLOOKUP($BK$82,$BM$162:$CG$211,$BL167,0)+$BJ$83*HLOOKUP($BK$83,$BM$162:$CG$211,$BL167,0)+$BJ$84*HLOOKUP($BK$84,$BM$162:$CG$211,$BL167,0)+$BJ$85*HLOOKUP($BK$85,$BM$162:$CG$211,$BL167,0)+$BJ$86*HLOOKUP($BK$86,$BM$162:$CG$211,$BL167,0)+$BJ$87*HLOOKUP($BK$87,$BM$162:$CG$211,$BL167,0)+$BJ$88*HLOOKUP($BK$88,$BM$162:$CG$211,$BL167,0)+$BJ$89*HLOOKUP($BK$89,$BM$162:$CG$211,$BL167,0)+$BJ$90*HLOOKUP($BK$90,$BM$162:$CG$211,$BL167,0)+$BJ$91*HLOOKUP($BK$91,$BM$162:$CG$211,$BL167,0)+$BJ$92*HLOOKUP($BK$92,$BM$162:$CG$211,$BL167,0)+$BJ$93*HLOOKUP($BK$93,$BM$162:$CG$211,$BL167,0)+$BJ$94*HLOOKUP($BK$94,$BM$162:$CG$211,$BL167,0)+$BJ$95*HLOOKUP($BK$95,$BM$162:$CG$211,$BL167,0)+$BJ$96*HLOOKUP($BK$96,$BM$162:$CG$211,$BL167,0)+$BJ$97*HLOOKUP($BK$97,$BM$162:$CG$211,$BL167,0)+$BJ$98*HLOOKUP($BK$98,$BM$162:$CG$211,$BL167,0)+$BJ$99*HLOOKUP($BK$99,$BM$162:$CG$211,$BL167,0)+$BJ$100*HLOOKUP($BK$100,$BM$162:$CG$211,$BL167,0))","v":0},{"$f":"+BL166+1","v":6},null,0,0,0,0,0,0,0,0,0,0,0,0,0,0,0,0,0,0,0,0,null,"Vrms/Vs",1,1,1.0009999999999999,1.0009999999999999,1.0009999999999999,1.0009999999999999,1.0009999999999999,1.002,1.002,1.002,1.0009999999999999,1,0.99939999999999996,0.997,0.99399999999999999,0.99399999999999999,0.99399999999999999,0.99399999999999999,null,null,null,null,null,null,null,null,null,null,null,null,null,null,null,null,null,null,null,null,null,null,null,null,null,null,null,null,null,null,null,null,null,null,null,null,null,null,null,null,null,null,null,null,null,null,0]
[null,"T8",null,0,0,0,0,0,0,0,0,0,0,0,0,0,0,0,0,0,0,0,0,null,null,null,null,null,null,null,{"$f":"+AE167+1","v":7},0,0,0,0,0,0,0,0,0,0,0,0,0,0,0,0,0,0,0,0,0,0,0,0,0,null,null,null,null,10.381999850237232,null,0,{"$f":"+BL167+1","v":7},null,0,0,0,0,0,0,0,0,0,0,0,0,0,0,0,0,0,0,0,0,null,"Vbus/Vs",1.3240000000000001,1.325,1.3240000000000001,1.325,1.325,1.325,1.325,1.325,1.325,1.325,1.3240000000000001,1.3220000000000001,1.3205,1.3160000000000001,1.3120000000000001,1.3120000000000001,1.3120000000000001,1.3120000000000001,1,null,null,null,null,null,null,null,null,null,null,null,null,null,null,null,null,null,null,null,null,null,null,null,null,null,null,null,null,null,null,null,null,null,null,null,null,null,null,null,null,null,null,null,null,null,0]
[null,"T9",null,0,0,0,0,0,0,0,0,0,0,0,0,0,0,0,0,0,0,0,0,null,null,null,null,null,null,null,8,0,0,0,0,0,0,0,0,0,0,0,0,0,0,0,0,0,0,0,0,0,0,0,0,0,null,null,null,null,1.9548670017857549E-2,null,0,8,null,0,0,0,0,0,0,0,0,0,0,0,0,0,0,0,0,0,0,0,0,null,"%I2nd",{"$f":"+$DA$158*DC169","v":0.97500329541072683},{"$f":"+$DA$158*DD169","v":0.52745599483265082},{"$f":"+$DA$158*DE169","v":0.70768605723957478},{"$f":"+$DA$158*DF169","v":1.2989625004450924},{"$f":"+$DA$158*DG169","v":1.3708677962880991},{"$f":"+$DA$158*DH169","v":0.65250684105733314},{"$f":"+$DA$158*DI169","v":1.0216214199874443},{"$f":"+$DA$158*DJ169","v":0.63633542320108172},{"$f":"+$DA$158*DK169","v":0.84737047471746185},{"$f":"+$DA$158*DL169","v":0.6406797410959908},{"$f":"+$DA$158*DM169","v":0.84903742505020918},{"$f":"+$DA$158*DN169","v":0.71609366042064682},{"$f":"+$DA$158*DO169","v":0.32465236636766004},{"$f":"+$DA$158*DP169","v":4.6599705948743804E-2},{"$f":"+$DA$158*DQ169","v":1.1677725513288021E-2},{"$f":"+$DA$158*DR169","v":1.1677725513288021E-2},{"$f":"+$DA$158*DS169","v":1.1677725513288021E-2},1.1677725513288021E-2,2,0.97500329541072683,0.52745599483265082,0.70768605723957478,1.2989625004450924,1.3708677962880991,0.65250684105733314,1.0216214199874443,0.63633542320108172,0.84737047471746185,0.6406797410959908,0.84903742505020918,0.71609366042064682,0.32465236636766004,4.6599705948743804E-2,1.1677725513288021E-2,1.1677725513288021E-2,1.1677725513288021E-2,1.1677725513288021E-2,null,null,null,null,null,null,null,null,null,null,null,null,null,null,null,null,null,null,null,null,null,null,null,null,null,null,null,0]
[null,"B1",null,0,0,0,0,0,0,0,0,0,0,0,0,0,0,0,0,0,0,0,0,null,null,null,null,null,null,null,9,0,0,0,0,0,0,0,0,0,0,0,0,0,0,0,0,0,0,0,0,0,0,0,0,0,null,null,null,null,1.5488528894251368,null,0,9,null,0,0,0,0,0,0,0,0,0,0,0,0,0,0,0,0,0,0,0,0,null,"%I3rd",{"$f":"+$DA$158*DC170","v":4.2859165720580252},3.1700832472340101,3.7770327340751013,3.0280582203140747,2.1358175408817037,1.4569865660515198,1.5493016977822427,1.4492506916914185,1.3573950570607571,1.2293916056370395,1.3073349319539702,1.0353364023386513,0.84996936211295915,0.71645953937722018,0.63425160811616055,0.63425160811616055,0.63425160811616055,0.63425160811616055,3,4.2859165720580252,3.1700832472340101,3.7770327340751013,3.0280582203140747,2.1358175408817037,1.4569865660515198,1.5493016977822427,1.4492506916914185,1.3573950570607571,1.2293916056370395,1.3073349319539702,1.0353364023386513,0.84996936211295915,0.71645953937722018,0.63425160811616055,0.63425160811616055,0.63425160811616055,0.63425160811616055,null,null,null,null,null,null,null,null,null,null,null,null,null,null,null,null,null,null,null,null,null,null,null,null,null,null,null,0]
[null,"B2",null,0,0,0,0,0,0,0,0,0,0,0,0,0,0,0,0,0,0,0,0,null,null,null,null,null,null,null,10,0,0,0,0,0,0,0,0,0,0,0,0,0,0,0,0,0,0,0,0,0,0,0,0,0,null,null,null,null,1.2316142115629104E-2,null,0,10,null,0,0,0,0,0,0,0,0,0,0,0,0,0,0,0,0,0,0,0,0,null,"%I4th",0.76694940556247038,0.80892507978959527,0.74929028321226143,0.56566300582398188,0.63132159779782338,0.72351060062417427,0.36272184563953808,0.35291908932497584,0.3052493541964571,0.31839555441707246,0.28206239580449233,0.28888315665760506,0.17881862990364675,2.6777285647852499E-2,1.0861921346513434E-2,1.0861921346513434E-2,1.0861921346513434E-2,1.0861921346513434E-2,4,0.76694940556247038,0.80892507978959527,0.74929028321226143,0.56566300582398188,0.63132159779782338,0.72351060062417427,0.36272184563953808,0.35291908932497584,0.3052493541964571,0.31839555441707246,0.28206239580449233,0.28888315665760506,0.17881862990364675,2.6777285647852499E-2,1.0861921346513434E-2,1.0861921346513434E-2,1.0861921346513434E-2,1.0861921346513434E-2,null,null,null,null,null,null,null,null,null,null,null,null,null,null,null,null,null,null,null,null,null,null,null,null,null,null,null,0]
[null,"B3",null,0,0,0,0,0,0,0,0,0,0,0,0,0,0,0,0,0,0,0,0,null,null,null,null,null,null,null,11,0,0,0,0,0,0,0,0,0,0,0,0,0,0,0,0,0,0,0,0,0,0,0,0,0,null,null,null,null,6.8909226952153757,null,0,11,null,0,0,0,0,0,0,0,0,0,0,0,0,0,0,0,0,0,0,0,0,null,"%I5th",12.857196954676674,12.632966787670524,11.095981237485912,9.7645865296952152,8.7905679796881913,7.8425656638918815,6.9102651065208764,6.2912282050750736,5.863548835236851,5.3959159871403415,4.6705408062675575,4.0211133756203115,3.6664781942302227,3.0444802097626398,2.6845745142224149,2.6845745142224149,2.6845745142224149,2.6845745142224149,5,12.857196954676674,12.632966787670524,11.095981237485912,9.7645865296952152,8.7905679796881913,7.8425656638918815,6.9102651065208764,6.2912282050750736,5.863548835236851,5.3959159871403415,4.6705408062675575,4.0211133756203115,3.6664781942302227,3.0444802097626398,2.6845745142224149,2.6845745142224149,2.6845745142224149,2.6845745142224149,null,null,null,null,null,null,null,null,null,null,null,null,null,null,null,null,null,null,null,null,null,null,null,null,null,null,null,0]
[null,"B4",null,0,0,0,0,0,0,0,0,0,0,0,0,0,0,0,0,0,0,0,0,null,null,null,null,null,null,null,12,{"$f":"+AF$162*HLOOKUP(AF$159,$BM$1:$CG$53,1+$AE173,0)","v":0},0,0,0,0,0,0,0,0,0,{"$f":"+AP$162*HLOOKUP(AP$159,$BM$1:$CG$53,1+$AE173,0)","v":0},0,0,0,0,0,0,0,0,0,0,0,0,0,0,null,null,null,null,4.6169761796970516E-3,null,0,12,null,0,0,0,0,0,0,0,0,0,0,0,0,0,0,0,0,0,0,0,0,null,"%I6th",0.11190576132539042,0.23474795944664445,0.25509602456591046,0.22897293111891573,7.0250919568221618E-2,0.14311080121134129,9.399258808013411E-2,7.6293969631764075E-2,2.2606300816070048E-2,3.8287328493504275E-2,0.16826015045409579,0.11500324320473043,5.8083070140402426E-2,5.2050052209855766E-3,3.5507436649996555E-3,3.5507436649996555E-3,3.5507436649996555E-3,3.5507436649996555E-3,6,0.11190576132539042,0.23474795944664445,0.25509602456591046,0.22897293111891573,7.0250919568221618E-2,0.14311080121134129,9.399258808013411E-2,7.6293969631764075E-2,2.2606300816070048E-2,3.8287328493504275E-2,0.16826015045409579,0.11500324320473043,5.8083070140402426E-2,5.2050052209855766E-3,3.5507436649996555E-3,3.5507436649996555E-3,3.5507436649996555E-3,3.5507436649996555E-3,null,null,null,null,null,null,null,null,null,null,null,null,null,null,null,null,null,null,null,null,null,null,null,null,null,null,null,0]
[null,"B5",null,0,0,0,0,0,0,0,0,0,0,0,0,0,0,0,0,0,0,0,0,null,null,null,null,null,null,null,13,0,0,0,0,0,0,0,0,0,0,0,0,0,0,0,0,0,0,0,0,0,0,0,0,0,null,null,null,null,3.2620878116341094,null,0,13,null,0,0,0,0,0,0,0,0,0,0,0,0,0,0,0,0,0,0,0,0,null,"%I7th",11.632056189256419,11.25008625261343,10.079878794582187,8.9005480132460644,8.0939339079059014,7.4173439489770638,6.7048265909882154,6.2148580960195625,5.6548857284447847,5.2888015284934164,4.6220237874376364,4.1796226509029824,3.6993007681040351,3.0466677029271518,2.6731348321051329,2.6731348321051329,2.6731348321051329,2.6731348321051329,7,11.632056189256419,11.25008625261343,10.079878794582187,8.9005480132460644,8.0939339079059014,7.4173439489770638,6.7048265909882154,6.2148580960195625,5.6548857284447847,5.2888015284934164,4.6220237874376364,4.1796226509029824,3.6993007681040351,3.0466677029271518,2.6731348321051329,2.6731348321051329,2.6731348321051329,2.6731348321051329,null,null,null,null,null,null,null,null,null,null,null,null,null,null,null,null,null,null,null,null,null,null,null,null,null,null,null,0]
[null,"B6",null,0,0,0,0,0,0,0,0,0,0,0,0,0,0,0,0,0,0,0,0,null,null,null,null,null,null,null,14,0,0,0,0,0,0,0,0,0,0,0,0,0,0,0,0,0,0,0,0,0,0,0,0,0,null,null,null,null,1.3957925041295139E-2,null,0,14,null,0,0,0,0,0,0,0,0,0,0,0,0,0,0,0,0,0,0,0,0,null,"%I8th",0.14289111367764989,0.18118498261419017,0.20087106458321063,0.18010430072509206,0.11715330125350648,0.16274759663559837,9.736264660976103E-2,7.3510786244367923E-2,5.5607766680332037E-2,7.2673156784699239E-2,6.9184819726424082E-2,7.1610269222473377E-2,2.999432588210147E-2,2.2856143214668783E-3,2.3204897082230607E-3,2.3204897082230607E-3,2.3204897082230607E-3,2.3204897082230607E-3,8,0.14289111367764989,0.18118498261419017,0.20087106458321063,0.18010430072509206,0.11715330125350648,0.16274759663559837,9.736264660976103E-2,7.3510786244367923E-2,5.5607766680332037E-2,7.2673156784699239E-2,6.9184819726424082E-2,7.1610269222473377E-2,2.999432588210147E-2,2.2856143214668783E-3,2.3204897082230607E-3,2.3204897082230607E-3,2.3204897082230607E-3,2.3204897082230607E-3,null,null,null,null,null,null,null,null,null,null,null,null,null,null,null,null,null,null,null,null,null,null,null,null,null,null,null,0]
[null,"B7",null,0,0,0,0,0,0,0,0,0,0,0,0,0,0,0,0,0,0,0,0,null,null,null,null,null,null,null,15,0,0,0,0,0,0,0,0,0,0,0,0,0,0,0,0,0,0,0,0,0,0,0,0,0,null,null,null,null,0.77174032905566381,null,0,15,null,0,0,0,0,0,0,0,0,0,0,0,0,0,0,0,0,0,0,0,0,null,"%I9th",0.59837947107591716,0.33229000728740743,0.42006140405597298,0.27128502803877641,0.15552938945046987,0.148683267076547,0.16146242156803906,0.24614701226614885,0.10883657922034616,0.1061500201082575,9.6874569668446403E-2,0.13062936087922977,0.11011581116502753,8.1203927464671491E-2,7.1566732547232392E-2,7.1566732547232392E-2,7.1566732547232392E-2,7.1566732547232392E-2,9,0.59837947107591716,0.33229000728740743,0.42006140405597298,0.27128502803877641,0.15552938945046987,0.148683267076547,0.16146242156803906,0.24614701226614885,0.10883657922034616,0.1061500201082575,9.6874569668446403E-2,0.13062936087922977,0.11011581116502753,8.1203927464671491E-2,7.1566732547232392E-2,7.1566732547232392E-2,7.1566732547232392E-2,7.1566732547232392E-2,null,null,null,null,null,null,null,null,null,null,null,null,null,null,null,null,null,null,null,null,null,null,null,null,null,null,null,0]
[null,"B8",null,0,0,0,0,0,0,0,0,0,0,0,0,0,0,0,0,0,0,0,0,null,null,null,null,null,null,null,16,0,0,0,0,0,0,0,0,0,0,0,0,0,0,0,0,0,0,0,0,0,0,0,0,0,null,null,null,null,9.3211431716441993E-3,null,0,16,null,0,0,0,0,0,0,0,0,0,0,0,0,0,0,0,0,0,0,0,0,null,"%I10th",7.251961303471606E-2,9.6106808577987646E-2,7.8029284342244903E-2,4.2908563607899047E-2,2.4943779732345871E-2,4.7851896059286178E-2,6.9863599211557395E-3,1.8315679764744089E-2,4.5252440110676497E-3,4.5156823351797147E-3,2.9824176936116765E-2,2.2505619472275223E-2,6.0704509997161846E-3,1.2706792591514323E-3,5.4118256108714514E-4,5.4118256108714514E-4,5.4118256108714514E-4,5.4118256108714514E-4,10,7.251961303471606E-2,9.6106808577987646E-2,7.8029284342244903E-2,4.2908563607899047E-2,2.4943779732345871E-2,4.7851896059286178E-2,6.9863599211557395E-3,1.8315679764744089E-2,4.5252440110676497E-3,4.5156823351797147E-3,2.9824176936116765E-2,2.2505619472275223E-2,6.0704509997161846E-3,1.2706792591514323E-3,5.4118256108714514E-4,5.4118256108714514E-4,5.4118256108714514E-4,5.4118256108714514E-4,null,null,null,null,null,null,null,null,null,null,null,null,null,null,null,null,null,null,null,null,null,null,null,null,null,null,null,0]
[null,"B9",null,0,0,0,0,0,0,0,0,0,0,0,0,0,0,0,0,0,0,0,0,null,null,null,null,null,null,null,17,0,0,0,0,0,0,0,0,0,0,0,0,0,0,0,0,0,0,0,0,0,0,0,0,0,null,null,null,null,2.789142993459528,null,0,17,null,0,0,0,0,0,0,0,0,0,0,0,0,0,0,0,0,0,0,0,0,null,"%I11th",4.4410677644357701,4.1213793784810866,4.1538683803548171,3.8127068419496797,3.4840785757295878,3.2402839984230711,3.0950512966874064,2.8348783573123049,2.7953787101230003,2.6670652709806522,2.4515902116036927,2.2310184672786839,2.0759793709281582,1.8209904193716302,1.6770226659603897,1.6770226659603897,1.6770226659603897,1.6770226659603897,11,4.4410677644357701,4.1213793784810866,4.1538683803548171,3.8127068419496797,3.4840785757295878,3.2402839984230711,3.0950512966874064,2.8348783573123049,2.7953787101230003,2.6670652709806522,2.4515902116036927,2.2310184672786839,2.0759793709281582,1.8209904193716302,1.6770226659603897,1.6770226659603897,1.6770226659603897,1.6770226659603897,null,null,null,null,null,null,null,null,null,null,null,null,null,null,null,null,null,null,null,null,null,null,null,null,null,null,null,0]
[null,"B10",null,0,0,0,0,0,0,0,0,0,0,0,0,0,0,0,0,0,0,0,0,null,null,null,null,null,null,null,18,0,0,0,0,0,0,0,0,0,0,0,0,0,0,0,0,0,0,0,0,0,0,0,0,0,null,null,null,null,3.2506475858240127E-3,null,0,18,null,0,0,0,0,0,0,0,0,0,0,0,0,0,0,0,0,0,0,0,0,null,"%I12th",6.7291414701787067E-2,0.10003996103812356,9.3880746629183096E-2,6.0298933796298755E-2,2.2986677033001574E-2,6.0565441809571727E-2,8.28580695471119E-3,2.2781637964863946E-2,4.8574395226958266E-3,8.5346269903921902E-3,1.2436666193482188E-2,3.814975350585758E-2,1.5518297373400457E-2,3.8843428194130988E-3,1.2855821428933759E-3,1.2855821428933759E-3,1.2855821428933759E-3,1.2855821428933759E-3,12,6.7291414701787067E-2,0.10003996103812356,9.3880746629183096E-2,6.0298933796298755E-2,2.2986677033001574E-2,6.0565441809571727E-2,8.28580695471119E-3,2.2781637964863946E-2,4.8574395226958266E-3,8.5346269903921902E-3,1.2436666193482188E-2,3.814975350585758E-2,1.5518297373400457E-2,3.8843428194130988E-3,1.2855821428933759E-3,1.2855821428933759E-3,1.2855821428933759E-3,1.2855821428933759E-3,null,null,null,null,null,null,null,null,null,null,null,null,null,null,null,null,null,null,null,null,null,null,null,null,null,null,null,0]
[null,null,null,{"$f":"+AD135","v":1},{"$f":"+AD136","v":1},{"$f":"+AD137","v":0},{"$f":"+AD138","v":0},{"$f":"+AD139","v":0},{"$f":"+AD140","v":0},{"$f":"+AD141","v":0},{"$f":"+AD142","v":0},{"$f":"+AD143","v":0},{"$f":"+AD144","v":0},{"$f":"+AD145","v":0},{"$f":"+AD146","v":0},{"$f":"+AD147","v":0},{"$f":"+AD148","v":0},{"$f":"+AD149","v":0},{"$f":"+AD150","v":0},{"$f":"+AD151","v":0},{"$f":"+AD152","v":0},{"$f":"+AD153","v":0},{"$f":"+AD154","v":0},null,null,null,null,null,null,null,19,0,0,0,0,0,0,0,0,0,0,0,0,0,0,0,0,0,0,0,0,0,0,0,0,0,null,null,null,null,1.8114882135466865,null,0,19,null,0,0,0,0,0,0,0,0,0,0,0,0,0,0,0,0,0,0,0,0,null,"%I13th",2.3303232502667139,2.0802877403212441,2.1011083987821175,1.8581365763188546,1.6538034596337008,1.5192597737960172,1.4354301435365273,1.4463497240088017,1.2599160669588327,1.2010429886350551,1.0683181641554873,1.0228984202730469,0.951725424328976,0.80744464285625073,0.73474746679501535,0.73474746679501535,0.73474746679501535,0.73474746679501535,13,2.3303232502667139,2.0802877403212441,2.1011083987821175,1.8581365763188546,1.6538034596337008,1.5192597737960172,1.4354301435365273,1.4463497240088017,1.2599160669588327,1.2010429886350551,1.0683181641554873,1.0228984202730469,0.951725424328976,0.80744464285625073,0.73474746679501535,0.73474746679501535,0.73474746679501535,0.73474746679501535,null,null,null,null,null,null,null,null,null,null,null,null,null,null,null,null,null,null,null,null,null,null,null,null,null,null,null,0]
[null,null,null,null,null,null,null,null,null,null,null,null,null,null,null,null,null,null,null,null,null,null,null,null,null,null,null,null,null,null,20,0,0,0,0,0,0,0,0,0,0,0,0,0,0,0,0,0,0,0,0,0,0,0,0,0,null,null,null,null,1.1498456033735713E-2,null,0,20,null,0,0,0,0,0,0,0,0,0,0,0,0,0,0,0,0,0,0,0,0,null,"%I14th",3.7901860642711858E-2,7.038597915917344E-2,5.8828421931720588E-2,3.7004209214151172E-2,2.0521048156638154E-2,5.3130690452320294E-2,1.4698144004643717E-2,4.164504504802196E-2,1.3323528862072649E-2,2.8081518202064535E-2,1.0588407965555673E-2,2.0022249980462897E-2,3.2530022489341607E-3,4.9836334877693018E-3,8.3910947464732079E-4,8.3910947464732079E-4,8.3910947464732079E-4,8.3910947464732079E-4,14,3.7901860642711858E-2,7.038597915917344E-2,5.8828421931720588E-2,3.7004209214151172E-2,2.0521048156638154E-2,5.3130690452320294E-2,1.4698144004643717E-2,4.164504504802196E-2,1.3323528862072649E-2,2.8081518202064535E-2,1.0588407965555673E-2,2.0022249980462897E-2,3.2530022489341607E-3,4.9836334877693018E-3,8.3910947464732079E-4,8.3910947464732079E-4,8.3910947464732079E-4,8.3910947464732079E-4,null,null,null,null,null,null,null,null,null,null,null,null,null,null,null,null,null,null,null,null,null,null,null,null,null,null,null,0]
[null,null,null,{"$f":"+BN53","v":0},{"$f":"+BO53","v":"utility"},null,null,null,null,null,null,null,null,null,null,null,null,null,null,null,null,null,null,null,null,null,null,null,null,null,21,0,0,0,0,0,0,0,0,0,0,0,0,0,0,0,0,0,0,0,0,0,0,0,0,0,null,null,null,null,0.51089832368894905,null,0,21,null,0,0,0,0,0,0,0,0,0,0,0,0,0,0,0,0,0,0,0,0,null,"%I15th",0.25020142994447037,0.30992584254657995,0.1040467987536305,7.2031634559093324E-2,0.11576020985438029,0.14175048117281411,9.1003637551318323E-2,0.10520127402493931,5.5348181039281061E-2,5.2900327477366518E-2,3.4930885909086357E-2,6.6281615859565546E-2,5.3541262685052431E-2,5.0029957806813199E-2,3.9402361479586569E-2,3.9402361479586569E-2,3.9402361479586569E-2,3.9402361479586569E-2,15,0.25020142994447037,0.30992584254657995,0.1040467987536305,7.2031634559093324E-2,0.11576020985438029,0.14175048117281411,9.1003637551318323E-2,0.10520127402493931,5.5348181039281061E-2,5.2900327477366518E-2,3.4930885909086357E-2,6.6281615859565546E-2,5.3541262685052431E-2,5.0029957806813199E-2,3.9402361479586569E-2,3.9402361479586569E-2,3.9402361479586569E-2,3.9402361479586569E-2,null,null,null,null,null,null,null,null,null,null,null,null,null,null,null,null,null,null,null,null,null,null,null,null,null,null,null,0]
[null,"HpCalculator",0,"utility","T1","T2","T3","T4","T5","T6","T7","T8","T9","B1","B2","B3","B4","B5","B6","B7","B8","B9","B10",null,null,null,null,null,null,null,22,{"$f":"+AF$162*HLOOKUP(AF$159,$BM$1:$CG$53,1+$AE183,0)","v":0},0,0,0,0,0,0,0,0,0,{"$f":"+AP$162*HLOOKUP(AP$159,$BM$1:$CG$53,1+$AE183,0)","v":0},0,0,0,0,0,0,0,0,0,0,0,0,0,0,null,null,null,null,1.3293827159739424E-2,null,0,22,null,0,0,0,0,0,0,0,0,0,0,0,0,0,0,0,0,0,0,0,0,null,"%I16th",6.390607651751172E-2,9.8684738690953039E-2,9.9582830894712815E-2,6.4781187395386144E-2,2.6072101277176508E-2,7.5357621909578454E-2,2.7616377476325133E-2,2.2688853169836719E-2,5.8770903566884199E-3,1.7719972479809519E-2,1.6613318838495043E-2,2.0603404599698741E-2,8.3936025340788749E-3,5.3791504195161485E-3,1.3588816993959755E-3,1.3588816993959755E-3,1.3588816993959755E-3,1.3588816993959755E-3,16,6.390607651751172E-2,9.8684738690953039E-2,9.9582830894712815E-2,6.4781187395386144E-2,2.6072101277176508E-2,7.5357621909578454E-2,2.7616377476325133E-2,2.2688853169836719E-2,5.8770903566884199E-3,1.7719972479809519E-2,1.6613318838495043E-2,2.0603404599698741E-2,8.3936025340788749E-3,5.3791504195161485E-3,1.3588816993959755E-3,1.3588816993959755E-3,1.3588816993959755E-3,1.3588816993959755E-3,null,null,null,null,null,null,null,null,null,null,null,null,null,null,null,null,null,null,null,null,null,null,null,null,null,null,null,0]
[null,"utility",null,{"$f":"+IF(BN$53=$B184,D$204,0)","v":0},{"$f":"+IF(BO$53=$B184,E$204,0)","v":1},{"$f":"+IF(BP$53=$B184,F$204,0)","v":0},{"$f":"+IF(BQ$53=$B184,G$204,0)","v":0},{"$f":"+IF(BR$53=$B184,H$204,0)","v":0},{"$f":"+IF(BS$53=$B184,I$204,0)","v":0},{"$f":"+IF(BT$53=$B184,J$204,0)","v":0},{"$f":"+IF(BU$53=$B184,K$204,0)","v":0},{"$f":"+IF(BV$53=$B184,L$204,0)","v":0},{"$f":"+IF(BW$53=$B184,M$204,0)","v":0},{"$f":"+IF(BX$53=$B184,N$204,0)","v":0},{"$f":"+IF(BY$53=$B184,O$204,0)","v":0},{"$f":"+IF(BZ$53=$B184,P$204,0)","v":0},{"$f":"+IF(CA$53=$B184,Q$204,0)","v":0},{"$f":"+IF(CB$53=$B184,R$204,0)","v":0},{"$f":"+IF(CC$53=$B184,S$204,0)","v":0},{"$f":"+IF(CD$53=$B184,T$204,0)","v":0},{"$f":"+IF(CE$53=$B184,U$204,0)","v":0},{"$f":"+IF(CF$53=$B184,V$204,0)","v":0},{"$f":"+IF(CG$53=$B184,W$204,0)","v":0},null,null,null,null,null,null,null,23,0,0,0,0,0,0,0,0,0,0,0,0,0,0,0,0,0,0,0,0,0,0,0,0,0,null,null,null,null,1.3613367261516363,null,0,23,null,0,0,0,0,0,0,0,0,0,0,0,0,0,0,0,0,0,0,0,0,null,"%I17th",2.1724065841321698,2.1339623833504122,1.943488966674902,1.757279393547738,1.6518001507430531,1.5682616559488476,1.4333136454455484,1.2601244311257356,1.2420839486130362,1.1830502135153029,1.0486025036689339,0.93127498455108948,0.86719132310304192,0.75076365894730279,0.68256625019359207,0.68256625019359207,0.68256625019359207,0.68256625019359207,17,2.1724065841321698,2.1339623833504122,1.943488966674902,1.757279393547738,1.6518001507430531,1.5682616559488476,1.4333136454455484,1.2601244311257356,1.2420839486130362,1.1830502135153029,1.0486025036689339,0.93127498455108948,0.86719132310304192,0.75076365894730279,0.68256625019359207,0.68256625019359207,0.68256625019359207,0.68256625019359207,null,null,null,null,null,null,null,null,null,null,null,null,null,null,null,null,null,null,null,null,null,null,null,null,null,null,null,0]
[null,"T1",null,{"$f":"+IF(BN$53=$B185,D$204,0)","v":0},0,0,0,0,0,0,0,0,0,0,0,0,0,0,0,0,0,0,0,null,null,null,null,null,null,null,24,0,0,0,0,0,0,0,0,0,0,0,0,0,0,0,0,0,0,0,0,0,0,0,0,0,null,null,null,null,5.7935208155748307E-3,null,0,24,null,0,0,0,0,0,0,0,0,0,0,0,0,0,0,0,0,0,0,0,0,null,"%I18th",3.4448487653221928E-2,6.1858427488024087E-2,6.5275650408271851E-2,4.7720022106104577E-2,7.7056250689842166E-3,3.9695710162325988E-2,2.1355493220740717E-2,1.6005122184480386E-2,3.6382046521144743E-3,3.5645927043849745E-3,2.3636745944673094E-2,1.7018426900464199E-2,6.1081292569392133E-3,1.9322051296428526E-3,5.0929199460375487E-4,5.0929199460375487E-4,5.0929199460375487E-4,5.0929199460375487E-4,18,3.4448487653221928E-2,6.1858427488024087E-2,6.5275650408271851E-2,4.7720022106104577E-2,7.7056250689842166E-3,3.9695710162325988E-2,2.1355493220740717E-2,1.6005122184480386E-2,3.6382046521144743E-3,3.5645927043849745E-3,2.3636745944673094E-2,1.7018426900464199E-2,6.1081292569392133E-3,1.9322051296428526E-3,5.0929199460375487E-4,5.0929199460375487E-4,5.0929199460375487E-4,5.0929199460375487E-4,null,null,null,null,null,null,null,null,null,null,null,null,null,null,null,null,null,null,null,null,null,null,null,null,null,null,null,0]
[null,"T2",null,0,0,0,0,0,0,0,0,0,0,0,0,0,0,0,0,0,0,0,0,null,null,null,null,null,null,null,25,0,0,0,0,0,0,0,0,0,0,0,0,0,0,0,0,0,0,0,0,0,0,0,0,0,null,null,null,null,1.0179704747712266,null,0,25,null,0,0,0,0,0,0,0,0,0,0,0,0,0,0,0,0,0,0,0,0,null,"%I19th",1.0026183164130149,1.0718500404154623,0.92041676395423655,0.89174801474713161,0.90542109145604532,0.89074701568710557,0.82778775182373132,0.81049529684079047,0.76372195956927991,0.74079926182093769,0.69084288967770913,0.6618583186885989,0.61451297431763396,0.53086271382982453,0.48437614740278712,0.48437614740278712,0.48437614740278712,0.48437614740278712,19,1.0026183164130149,1.0718500404154623,0.92041676395423655,0.89174801474713161,0.90542109145604532,0.89074701568710557,0.82778775182373132,0.81049529684079047,0.76372195956927991,0.74079926182093769,0.69084288967770913,0.6618583186885989,0.61451297431763396,0.53086271382982453,0.48437614740278712,0.48437614740278712,0.48437614740278712,0.48437614740278712,null,null,null,null,null,null,null,null,null,null,null,null,null,null,null,null,null,null,null,null,null,null,null,null,null,null,null,0]
[null,"T3",null,0,0,0,0,0,0,0,0,0,0,0,0,0,0,0,0,0,0,0,0,null,null,null,null,null,null,null,26,0,0,0,0,0,0,0,0,0,0,0,0,0,0,0,0,0,0,0,0,0,0,0,0,0,null,null,null,null,1.2235414868496997E-2,null,0,26,null,0,0,0,0,0,0,0,0,0,0,0,0,0,0,0,0,0,0,0,0,null,"%I20th",4.5787435467757084E-2,6.7978968403731743E-2,6.9846075241415159E-2,5.0201798180444832E-2,2.0432900118726897E-2,6.1210345218946298E-2,2.4070407698172248E-2,2.6482778683689222E-2,1.0811305140797475E-2,1.6637194151626993E-2,1.9218296034072324E-2,1.1589926669457646E-2,1.0825809383620713E-3,2.165097097979797E-3,5.851555593529012E-4,5.851555593529012E-4,5.851555593529012E-4,5.851555593529012E-4,20,4.5787435467757084E-2,6.7978968403731743E-2,6.9846075241415159E-2,5.0201798180444832E-2,2.0432900118726897E-2,6.1210345218946298E-2,2.4070407698172248E-2,2.6482778683689222E-2,1.0811305140797475E-2,1.6637194151626993E-2,1.9218296034072324E-2,1.1589926669457646E-2,1.0825809383620713E-3,2.165097097979797E-3,5.851555593529012E-4,5.851555593529012E-4,5.851555593529012E-4,5.851555593529012E-4,null,null,null,null,null,null,null,null,null,null,null,null,null,null,null,null,null,null,null,null,null,null,null,null,null,null,null,0]
[null,"T4",null,0,0,0,0,0,0,0,0,0,0,0,0,0,0,0,0,0,0,0,0,null,null,null,null,null,null,null,27,0,0,0,0,0,0,0,0,0,0,0,0,0,0,0,0,0,0,0,0,0,0,0,0,0,null,null,null,null,0.40698835885621498,null,0,27,null,0,0,0,0,0,0,0,0,0,0,0,0,0,0,0,0,0,0,0,0,null,"%I21th",0.17863081235813419,0.14771969035266427,0.15099375959775319,0.12266052579893559,6.8947384595408556E-2,2.7241997794069495E-2,2.8002355736032162E-2,9.9000345763476119E-2,3.6656966251666173E-2,2.4510854129110908E-2,2.9953798425884304E-2,4.8878785760722708E-2,4.2880590841807793E-2,3.4474367635147496E-2,2.9241899849700263E-2,2.9241899849700263E-2,2.9241899849700263E-2,2.9241899849700263E-2,21,0.17863081235813419,0.14771969035266427,0.15099375959775319,0.12266052579893559,6.8947384595408556E-2,2.7241997794069495E-2,2.8002355736032162E-2,9.9000345763476119E-2,3.6656966251666173E-2,2.4510854129110908E-2,2.9953798425884304E-2,4.8878785760722708E-2,4.2880590841807793E-2,3.4474367635147496E-2,2.9241899849700263E-2,2.9241899849700263E-2,2.9241899849700263E-2,2.9241899849700263E-2,null,null,null,null,null,null,null,null,null,null,null,null,null,null,null,null,null,null,null,null,null,null,null,null,null,null,null,0]
[null,"T5",null,0,0,0,0,0,0,0,0,0,0,0,0,0,0,0,0,0,0,0,0,null,null,null,null,null,null,null,28,0,0,0,0,0,0,0,0,0,0,0,0,0,0,0,0,0,0,0,0,0,0,0,0,0,null,null,null,null,1.2526916191296769E-2,null,0,28,null,0,0,0,0,0,0,0,0,0,0,0,0,0,0,0,0,0,0,0,0,null,"%I22th",3.5663647840004628E-2,5.2426594020204269E-2,5.7850045915544532E-2,4.2878414386317849E-2,1.6738712206497489E-2,4.0429132590649855E-2,1.6852043845352872E-2,2.0817041831264416E-2,7.4173839671109144E-3,1.0064882767339484E-2,1.3582638048342945E-2,1.3631941638578504E-2,3.8003032808652604E-3,1.3730822157989387E-3,1.1411223175322007E-3,1.1411223175322007E-3,1.1411223175322007E-3,1.1411223175322007E-3,22,3.5663647840004628E-2,5.2426594020204269E-2,5.7850045915544532E-2,4.2878414386317849E-2,1.6738712206497489E-2,4.0429132590649855E-2,1.6852043845352872E-2,2.0817041831264416E-2,7.4173839671109144E-3,1.0064882767339484E-2,1.3582638048342945E-2,1.3631941638578504E-2,3.8003032808652604E-3,1.3730822157989387E-3,1.1411223175322007E-3,1.1411223175322007E-3,1.1411223175322007E-3,1.1411223175322007E-3,null,null,null,null,null,null,null,null,null,null,null,null,null,null,null,null,null,null,null,null,null,null,null,null,null,null,null,0]
[null,"T6",null,0,0,0,0,0,0,0,0,0,0,0,0,0,0,0,0,0,0,0,0,null,null,null,null,null,null,null,29,0,0,0,0,0,0,0,0,0,0,0,0,0,0,0,0,0,0,0,0,0,0,0,0,0,null,null,null,null,0.7571868483914429,null,0,29,null,0,0,0,0,0,0,0,0,0,0,0,0,0,0,0,0,0,0,0,0,null,"%I23th",1.2347165840562455,1.2074536612270652,1.1116606487735525,0.99575330908706727,0.89249240052788126,0.79787689599634104,0.73315514413323091,0.65925797412570331,0.63045678206733435,0.58902269225758797,0.52821505995408102,0.44290335408476728,0.40178629220915524,0.32806418657972941,0.29588782411329184,0.29588782411329184,0.29588782411329184,0.29588782411329184,23,1.2347165840562455,1.2074536612270652,1.1116606487735525,0.99575330908706727,0.89249240052788126,0.79787689599634104,0.73315514413323091,0.65925797412570331,0.63045678206733435,0.58902269225758797,0.52821505995408102,0.44290335408476728,0.40178629220915524,0.32806418657972941,0.29588782411329184,0.29588782411329184,0.29588782411329184,0.29588782411329184,null,null,null,null,null,null,null,null,null,null,null,null,null,null,null,null,null,null,null,null,null,null,null,null,null,null,null,0]
[null,"T7",null,0,0,0,0,0,0,0,0,0,0,0,0,0,0,0,0,0,0,0,0,null,null,null,null,null,null,null,30,0,0,0,0,0,0,0,0,0,0,0,0,0,0,0,0,0,0,0,0,0,0,0,0,0,null,null,null,null,4.5940155155579712E-3,null,0,30,null,0,0,0,0,0,0,0,0,0,0,0,0,0,0,0,0,0,0,0,0,null,"%I24th",2.7723909862283496E-2,4.7162443656301775E-2,4.5060486717948628E-2,3.107916162915925E-2,5.5911278408990912E-3,2.8870523210525492E-2,1.0860133295353274E-2,1.1163924988822861E-2,1.5363716920082773E-4,3.3225811177395549E-3,7.5012180679204839E-3,9.6858583234467905E-3,6.4658169164266335E-3,9.4747726699498163E-4,3.2003700841157202E-4,3.2003700841157202E-4,3.2003700841157202E-4,3.2003700841157202E-4,24,2.7723909862283496E-2,4.7162443656301775E-2,4.5060486717948628E-2,3.107916162915925E-2,5.5911278408990912E-3,2.8870523210525492E-2,1.0860133295353274E-2,1.1163924988822861E-2,1.5363716920082773E-4,3.3225811177395549E-3,7.5012180679204839E-3,9.6858583234467905E-3,6.4658169164266335E-3,9.4747726699498163E-4,3.2003700841157202E-4,3.2003700841157202E-4,3.2003700841157202E-4,3.2003700841157202E-4,null,null,null,null,null,null,null,null,null,null,null,null,null,null,null,null,null,null,null,null,null,null,null,null,null,null,null,0]
[null,"T8",null,0,0,0,0,0,0,0,0,0,0,0,0,0,0,0,0,0,0,0,0,null,null,null,null,null,null,null,31,0,0,0,0,0,0,0,0,0,0,0,0,0,0,0,0,0,0,0,0,0,0,0,0,0,null,null,null,null,0.56634971674703083,null,0,31,null,0,0,0,0,0,0,0,0,0,0,0,0,0,0,0,0,0,0,0,0,null,"%I25th",0.70206969208422865,0.64991721621185705,0.68691413096379572,0.64424113032257446,0.58545100867311017,0.53425424523389464,0.52243381842930237,0.54032566692208595,0.48663677489259149,0.47121476278184787,0.43119434018583402,0.40779924785873095,0.38630114369695145,0.32347649875018342,0.29280674088095648,0.29280674088095648,0.29280674088095648,0.29280674088095648,25,0.70206969208422865,0.64991721621185705,0.68691413096379572,0.64424113032257446,0.58545100867311017,0.53425424523389464,0.52243381842930237,0.54032566692208595,0.48663677489259149,0.47121476278184787,0.43119434018583402,0.40779924785873095,0.38630114369695145,0.32347649875018342,0.29280674088095648,0.29280674088095648,0.29280674088095648,0.29280674088095648,null,null,null,null,null,null,null,null,null,null,null,null,null,null,null,null,null,null,null,null,null,null,null,null,null,null,null,0]
[null,"T9",null,0,0,0,0,0,0,0,0,0,0,0,0,0,0,0,0,0,0,0,0,null,null,null,null,null,null,null,32,{"$f":"+AF$162*HLOOKUP(AF$159,$BM$1:$CG$53,1+$AE193,0)","v":0},0,0,0,0,0,0,0,0,0,{"$f":"+AP$162*HLOOKUP(AP$159,$BM$1:$CG$53,1+$AE193,0)","v":0},0,0,0,0,0,0,0,0,0,0,0,0,0,0,null,null,null,null,8.8862643595307572E-3,null,0,32,null,0,0,0,0,0,0,0,0,0,0,0,0,0,0,0,0,0,0,0,0,null,"%I26th",2.2751349927421727E-2,4.4528811989244403E-2,4.6327640956812105E-2,3.1581529319777618E-2,4.6850957375460158E-3,1.7958574944232485E-2,1.0885490104277286E-3,5.9037239800872549E-3,6.87749685576791E-3,6.7283275222639527E-3,1.1142305403547794E-2,8.1140306413539191E-3,3.113197197898411E-3,2.8751298299814938E-3,3.7080437036038805E-4,3.7080437036038805E-4,3.7080437036038805E-4,3.7080437036038805E-4,26,2.2751349927421727E-2,4.4528811989244403E-2,4.6327640956812105E-2,3.1581529319777618E-2,4.6850957375460158E-3,1.7958574944232485E-2,1.0885490104277286E-3,5.9037239800872549E-3,6.87749685576791E-3,6.7283275222639527E-3,1.1142305403547794E-2,8.1140306413539191E-3,3.113197197898411E-3,2.8751298299814938E-3,3.7080437036038805E-4,3.7080437036038805E-4,3.7080437036038805E-4,3.7080437036038805E-4,null,null,null,null,null,null,null,null,null,null,null,null,null,null,null,null,null,null,null,null,null,null,null,null,null,null,null,0]
[null,"B1",null,0,0,0,0,0,0,0,0,0,0,0,0,0,0,0,0,0,0,0,0,null,null,null,null,null,null,null,{"$f":"+AE193+1","v":33},0,0,0,0,0,0,0,0,0,0,0,0,0,0,0,0,0,0,0,0,0,0,0,0,0,null,null,null,null,0.34070900468911408,null,0,33,null,0,0,0,0,0,0,0,0,0,0,0,0,0,0,0,0,0,0,0,0,null,"%I27th",0.14788760936876913,9.8386333464193301E-2,0.10917103071477152,6.9514599957651191E-2,5.6419229057818245E-2,6.4130564242122504E-2,4.1139050512810395E-2,5.9758363889004067E-2,3.0844089313370439E-2,2.5831864259619815E-2,2.2254283839366541E-2,3.8706856485079807E-2,3.2441300908655289E-2,3.0080080458804396E-2,2.3176870873537037E-2,2.3176870873537037E-2,2.3176870873537037E-2,2.3176870873537037E-2,27,0.14788760936876913,9.8386333464193301E-2,0.10917103071477152,6.9514599957651191E-2,5.6419229057818245E-2,6.4130564242122504E-2,4.1139050512810395E-2,5.9758363889004067E-2,3.0844089313370439E-2,2.5831864259619815E-2,2.2254283839366541E-2,3.8706856485079807E-2,3.2441300908655289E-2,3.0080080458804396E-2,2.3176870873537037E-2,2.3176870873537037E-2,2.3176870873537037E-2,2.3176870873537037E-2,null,null,null,null,null,null,null,null,null,null,null,null,null,null,null,null,null,null,null,null,null,null,null,null,null,null,null,0]
[null,"B2",null,0,0,0,0,0,0,0,0,0,0,0,0,0,0,0,0,0,0,0,0,null,null,null,null,null,null,null,34,0,0,0,0,0,0,0,0,0,0,0,0,0,0,0,0,0,0,0,0,0,0,0,0,0,null,null,null,null,{"$f":"+HLOOKUP($D$9,$BM$1:$CG$51,$BL195+1,0)","v":0.21806513862536681},null,0,34,null,0,0,0,0,0,0,0,0,0,0,0,0,0,0,0,0,0,0,0,0,null,"%I28th",1.4750226806677881E-2,3.5284416455727989E-2,3.0786430916115048E-2,2.4089547908921111E-2,8.5769325248834082E-3,1.7120211267191564E-2,8.8921403916685671E-3,8.4506892779596231E-3,4.8256881868747924E-3,7.6457372293308751E-3,1.0575096466873612E-2,8.7204821335398145E-3,1.8094496233883105E-3,2.2869232234612935E-3,9.5817821401244E-4,9.5817821401244E-4,9.5817821401244E-4,9.5817821401244E-4,28,1.4750226806677881E-2,3.5284416455727989E-2,3.0786430916115048E-2,2.4089547908921111E-2,8.5769325248834082E-3,1.7120211267191564E-2,8.8921403916685671E-3,8.4506892779596231E-3,4.8256881868747924E-3,7.6457372293308751E-3,1.0575096466873612E-2,8.7204821335398145E-3,1.8094496233883105E-3,2.2869232234612935E-3,9.5817821401244E-4,9.5817821401244E-4,9.5817821401244E-4,9.5817821401244E-4,null,null,null,null,null,null,null,null,null,null,null,null,null,null,null,null,null,null,null,null,null,null,null,null,null,null,null,0]
[null,"B3",null,0,0,0,0,0,0,0,0,0,0,0,0,0,0,0,0,0,0,0,0,null,null,null,null,null,null,null,35,0,0,0,0,0,0,0,0,0,0,0,0,0,0,0,0,0,0,0,0,0,0,0,0,0,null,null,null,null,0.51556427895819879,null,0,35,null,0,0,0,0,0,0,0,0,0,0,0,0,0,0,0,0,0,0,0,0,null,"%I29th",0.75168085593777489,0.65698242710374211,0.67300438280588593,0.56921742534095687,0.49305090211292496,0.45545151579732718,0.41450034136747377,0.34008033771034846,0.34657012958809519,0.33283888700816394,0.27852649635450821,0.23876004983801946,0.22064285553446328,0.18293391947716028,0.16800611832346024,0.16800611832346024,0.16800611832346024,0.16800611832346024,29,0.75168085593777489,0.65698242710374211,0.67300438280588593,0.56921742534095687,0.49305090211292496,0.45545151579732718,0.41450034136747377,0.34008033771034846,0.34657012958809519,0.33283888700816394,0.27852649635450821,0.23876004983801946,0.22064285553446328,0.18293391947716028,0.16800611832346024,0.16800611832346024,0.16800611832346024,0.16800611832346024,null,null,null,null,null,null,null,null,null,null,null,null,null,null,null,null,null,null,null,null,null,null,null,null,null,null,null,{"$f":"X196","v":0}]
[null,"B4",null,0,0,0,0,0,0,0,0,0,0,0,0,0,0,0,0,0,0,0,0,null,null,null,null,null,null,null,36,0,0,0,0,0,0,0,0,0,0,0,0,0,0,0,0,0,0,0,0,0,0,0,0,0,null,null,null,null,0.21806513862536681,null,0,36,null,0,0,0,0,0,0,0,0,0,0,0,0,0,0,0,0,0,0,0,0,null,"%I30th",2.2124340573666801E-2,3.9250982734495989E-2,3.7266387370530125E-2,2.6128591244959174E-2,5.7765134169787628E-3,2.5457333631506634E-2,8.1862079626242937E-3,7.7395611287165659E-3,2.0527319630762571E-3,3.3988273610525317E-3,1.638649596453251E-2,5.6103886216756433E-3,3.9061355588599915E-3,9.2179615659248248E-4,5.6947929287451252E-4,5.6947929287451252E-4,5.6947929287451252E-4,5.6947929287451252E-4,30,2.2124340573666801E-2,3.9250982734495989E-2,3.7266387370530125E-2,2.6128591244959174E-2,5.7765134169787628E-3,2.5457333631506634E-2,8.1862079626242937E-3,7.7395611287165659E-3,2.0527319630762571E-3,3.3988273610525317E-3,1.638649596453251E-2,5.6103886216756433E-3,3.9061355588599915E-3,9.2179615659248248E-4,5.6947929287451252E-4,5.6947929287451252E-4,5.6947929287451252E-4,5.6947929287451252E-4,null,null,null,null,null,null,null,null,null,null,null,null,null,null,null,null,null,null,null,null,null,null,null,null,null,null,null,0]
[null,"B5",null,0,0,0,0,0,0,0,0,0,0,0,0,0,0,0,0,0,0,0,0,null,null,null,null,null,null,null,37,0,0,0,0,0,0,0,0,0,0,0,0,0,0,0,0,0,0,0,0,0,0,0,0,0,null,null,null,null,0.34119343751507342,null,0,37,null,0,0,0,0,0,0,0,0,0,0,0,0,0,0,0,0,0,0,0,0,null,"%I31th",0.51110678027264167,0.48694636110488632,0.46682289980098357,0.41749442203358861,0.40260297471920753,0.39224927369206042,0.35118645991503983,0.34129165743214335,0.30002801521887479,0.2911693483076232,0.25626707460122883,0.25032485130416621,0.22634149182742938,0.18659033693576269,0.16630985602559306,0.16630985602559306,0.16630985602559306,0.16630985602559306,31,0.51110678027264167,0.48694636110488632,0.46682289980098357,0.41749442203358861,0.40260297471920753,0.39224927369206042,0.35118645991503983,0.34129165743214335,0.30002801521887479,0.2911693483076232,0.25626707460122883,0.25032485130416621,0.22634149182742938,0.18659033693576269,0.16630985602559306,0.16630985602559306,0.16630985602559306,0.16630985602559306,null,null,null,null,null,null,null,null,null,null,null,null,null,null,null,null,null,null,null,null,null,null,null,null,null,null,null,0]
[null,"B6",null,0,0,0,0,0,0,0,0,0,0,0,0,0,0,0,0,0,0,0,0,null,null,null,null,null,null,null,38,0,0,0,0,0,0,0,0,0,0,0,0,0,0,0,0,0,0,0,0,0,0,0,0,0,null,null,null,null,0.21806513862536681,null,0,38,null,0,0,0,0,0,0,0,0,0,0,0,0,0,0,0,0,0,0,0,0,null,"%I32th",2.6891693850588497E-2,3.9643165249879569E-2,3.5384038387891018E-2,2.3163613733960454E-2,9.0325985426120102E-3,2.8326598607973576E-2,1.5202744744217836E-2,9.5043162486221737E-3,6.5239851230677447E-3,8.5443585136991112E-3,1.2736380874563455E-2,8.1792468355667124E-3,5.6750479102499207E-4,5.2352079526463439E-4,1.2211863463151157E-4,1.2211863463151157E-4,1.2211863463151157E-4,1.2211863463151157E-4,32,2.6891693850588497E-2,3.9643165249879569E-2,3.5384038387891018E-2,2.3163613733960454E-2,9.0325985426120102E-3,2.8326598607973576E-2,1.5202744744217836E-2,9.5043162486221737E-3,6.5239851230677447E-3,8.5443585136991112E-3,1.2736380874563455E-2,8.1792468355667124E-3,5.6750479102499207E-4,5.2352079526463439E-4,1.2211863463151157E-4,1.2211863463151157E-4,1.2211863463151157E-4,1.2211863463151157E-4,null,null,null,null,null,null,null,null,null,null,null,null,null,null,null,null,null,null,null,null,null,null,null,null,null,null,null,0]
[null,"B7",null,0,0,0,0,0,0,0,0,0,0,0,0,0,0,0,0,0,0,0,0,null,null,null,null,null,null,null,39,0,0,0,0,0,0,0,0,0,0,0,0,0,0,0,0,0,0,0,0,0,0,0,0,0,null,null,null,null,0.27562769081135802,null,0,39,null,0,0,0,0,0,0,0,0,0,0,0,0,0,0,0,0,0,0,0,0,null,"%I33rd",8.4739004646295801E-2,0.12271287190085001,5.2289012766674282E-2,5.3717810288967084E-2,4.7755470184430084E-2,3.7274189303948192E-2,2.5622226286612766E-2,6.3057432729541354E-2,2.9348335283545336E-2,2.1126735909676411E-2,2.746678503206058E-2,3.29136041528829E-2,2.9021869108807177E-2,2.2884723081976636E-2,1.8951541872663711E-2,1.8951541872663711E-2,1.8951541872663711E-2,1.8951541872663711E-2,33,8.4739004646295801E-2,0.12271287190085001,5.2289012766674282E-2,5.3717810288967084E-2,4.7755470184430084E-2,3.7274189303948192E-2,2.5622226286612766E-2,6.3057432729541354E-2,2.9348335283545336E-2,2.1126735909676411E-2,2.746678503206058E-2,3.29136041528829E-2,2.9021869108807177E-2,2.2884723081976636E-2,1.8951541872663711E-2,1.8951541872663711E-2,1.8951541872663711E-2,1.8951541872663711E-2,null,null,null,null,null,null,null,null,null,null,null,null,null,null,null,null,null,null,null,null,null,null,null,null,null,null,null,0]
[null,"B8",null,0,0,0,0,0,0,0,0,0,0,0,0,0,0,0,0,0,0,0,0,null,null,null,null,null,null,null,40,0,0,0,0,0,0,0,0,0,0,0,0,0,0,0,0,0,0,0,0,0,0,0,0,0,null,null,null,null,0.21806513862536681,null,0,40,null,0,0,0,0,0,0,0,0,0,0,0,0,0,0,0,0,0,0,0,0,null,"%I35th",0.45023330987652938,0.47000728052083585,0.36918553821372679,0.31951866604575696,0.30871724129435546,0.29117307769034612,0.25867800972493926,0.22607976883445299,0.23196489636196452,0.22451317252811748,0.21206437677120052,0.1789787878871528,0.16772439916823234,0.13920893123139427,0.13141493400093748,0.13141493400093748,0.13141493400093748,0.13141493400093748,35,0.45023330987652938,0.47000728052083585,0.36918553821372679,0.31951866604575696,0.30871724129435546,0.29117307769034612,0.25867800972493926,0.22607976883445299,0.23196489636196452,0.22451317252811748,0.21206437677120052,0.1789787878871528,0.16772439916823234,0.13920893123139427,0.13141493400093748,0.13141493400093748,0.13141493400093748,0.13141493400093748,null,null,null,null,null,null,null,null,null,null,null,null,null,null,null,null,null,null,null,null,null,null,null,null,null,null,null,0]
[null,"B9",null,0,0,0,0,0,0,0,0,0,0,0,0,0,0,0,0,0,0,0,0,null,null,null,null,null,null,null,41,0,0,0,0,0,0,0,0,0,0,0,0,0,0,0,0,0,0,0,0,0,0,0,0,0,null,null,null,null,0.3987539373160558,null,0,41,null,0,0,0,0,0,0,0,0,0,0,0,0,0,0,0,0,0,0,0,0,null,"%I37th",0.32245981799044715,0.35632697399135116,0.28920443733288193,0.27276804247297659,0.26081937503309011,0.23104091200965099,0.2134291971888653,0.22483471486944986,0.18719670181278697,0.17918099665302845,0.15834760474034429,0.14673121271568784,0.140119206302834,0.11464814148007221,0.10836208213590078,0.10836208213590078,0.10836208213590078,0.10836208213590078,37,0.32245981799044715,0.35632697399135116,0.28920443733288193,0.27276804247297659,0.26081937503309011,0.23104091200965099,0.2134291971888653,0.22483471486944986,0.18719670181278697,0.17918099665302845,0.15834760474034429,0.14673121271568784,0.140119206302834,0.11464814148007221,0.10836208213590078,0.10836208213590078,0.10836208213590078,0.10836208213590078,null,null,null,null,null,null,null,null,null,null,null,null,null,null,null,null,null,null,null,null,null,null,null,null,null,null,null,0]
[null,"B10",null,0,0,0,0,0,0,0,0,0,0,0,0,0,0,0,0,0,0,0,0,null,null,null,null,null,null,null,42,{"$f":"+AF$162*HLOOKUP(AF$159,$BM$1:$CG$53,1+$AE203,0)","v":0},0,0,0,0,0,0,0,0,0,{"$f":"+AP$162*HLOOKUP(AP$159,$BM$1:$CG$53,1+$AE203,0)","v":0},0,0,0,0,0,0,0,0,0,0,0,0,0,0,null,null,null,null,0.21806513862536681,null,0,42,null,0,0,0,0,0,0,0,0,0,0,0,0,0,0,0,0,0,0,0,0,null,"%I39th",0.10477219103667791,5.4080710889768006E-2,9.4853342855213463E-2,6.88402594874062E-2,3.6610389433581837E-2,3.5819549138255441E-2,3.2004246621978587E-2,4.692559602856667E-2,2.3669965234981449E-2,2.2000951433763384E-2,1.1985758525412863E-2,2.7435734152662636E-2,2.2524897609135633E-2,1.97574821837623E-2,1.5182325000809335E-2,1.5182325000809335E-2,1.5182325000809335E-2,1.5182325000809335E-2,39,0.10477219103667791,5.4080710889768006E-2,9.4853342855213463E-2,6.88402594874062E-2,3.6610389433581837E-2,3.5819549138255441E-2,3.2004246621978587E-2,4.692559602856667E-2,2.3669965234981449E-2,2.2000951433763384E-2,1.1985758525412863E-2,2.7435734152662636E-2,2.2524897609135633E-2,1.97574821837623E-2,1.5182325000809335E-2,1.5182325000809335E-2,1.5182325000809335E-2,1.5182325000809335E-2,null,null,null,null,null,null,null,null,null,null,null,null,null,null,null,null,null,null,null,null,null,null,null,null,null,null,null,0]
[null,null,null,{"$f":"+Y135","v":1},{"$f":"+Y136","v":1},{"$f":"+Y137","v":0},{"$f":"+Y138","v":0},{"$f":"+Y139","v":0},{"$f":"+Y140","v":0},{"$f":"+Y141","v":0},{"$f":"+Y142","v":0},{"$f":"+Y143","v":0},{"$f":"+Y144","v":0},{"$f":"+Y145","v":0},{"$f":"+Y146","v":0},{"$f":"+Y147","v":0},{"$f":"+Y148","v":0},{"$f":"+Y149","v":0},{"$f":"+Y150","v":0},{"$f":"+Y151","v":0},{"$f":"+Y152","v":0},{"$f":"+Y153","v":0},{"$f":"+Y154","v":0},null,null,null,null,null,null,null,43,0,0,0,0,0,0,0,0,0,0,0,0,0,0,0,0,0,0,0,0,0,0,0,0,0,null,null,null,null,0.2548630737801208,null,0,43,null,0,0,0,0,0,0,0,0,0,0,0,0,0,0,0,0,0,0,0,0,null,"%I41th",0.31757410024195981,0.29405836101993338,0.29779596657806157,0.26224644847711365,0.2234973257571925,0.20700771812652988,0.20325270184982308,0.16903416242994435,0.18684268571409524,0.18504667520108806,0.1567182686737176,0.13677491265412234,0.12983009128694409,0.10859039699385818,0.10413285946140911,0.10413285946140911,0.10413285946140911,0.10413285946140911,41,0.31757410024195981,0.29405836101993338,0.29779596657806157,0.26224644847711365,0.2234973257571925,0.20700771812652988,0.20325270184982308,0.16903416242994435,0.18684268571409524,0.18504667520108806,0.1567182686737176,0.13677491265412234,0.12983009128694409,0.10859039699385818,0.10413285946140911,0.10413285946140911,0.10413285946140911,0.10413285946140911,null,null,null,null,null,null,null,null,null,null,null,null,null,null,null,null,null,null,null,null,null,null,null,null,null,null,null,0]
[null,null,null,null,null,null,null,null,null,null,null,null,null,null,null,null,null,null,null,null,null,null,null,null,null,null,null,null,null,null,44,0,0,0,0,0,0,0,0,0,0,0,0,0,0,0,0,0,0,0,0,0,0,0,0,0,null,null,null,null,0.21806513862536681,null,0,44,null,0,0,0,0,0,0,0,0,0,0,0,0,0,0,0,0,0,0,0,0,null,"%I43th",0.24211662380805135,0.19487241064512134,0.23147430570949507,0.19754235311236262,0.1694706957175646,0.15876481688565514,0.14678844164226013,0.15535320129480892,0.12079187401653836,0.12230861141990383,0.10326344327556024,0.11198120242073638,0.10626094029543177,9.2453955576693947E-2,8.6292788937174528E-2,8.6292788937174528E-2,8.6292788937174528E-2,8.6292788937174528E-2,43,0.24211662380805135,0.19487241064512134,0.23147430570949507,0.19754235311236262,0.1694706957175646,0.15876481688565514,0.14678844164226013,0.15535320129480892,0.12079187401653836,0.12230861141990383,0.10326344327556024,0.11198120242073638,0.10626094029543177,9.2453955576693947E-2,8.6292788937174528E-2,8.6292788937174528E-2,8.6292788937174528E-2,8.6292788937174528E-2,null,null,null,null,null,null,null,null,null,null,null,null,null,null,null,null,null,null,null,null,null,null,null,null,null,null,null,null,null,{"$f":"SUM(EX2:EX35)","v":7652.7380170619654},{"$f":"SUM(EY2:EY35)","v":7652.7295986123845}]
[null,null,null,null,null,null,null,null,null,null,null,null,null,null,null,null,null,null,null,null,null,null,null,null,null,null,null,null,null,null,45,0,0,0,0,0,0,0,0,0,0,0,0,0,0,0,0,0,0,0,0,0,0,0,0,0,null,null,null,null,0.21806513862536681,null,0,45,null,0,0,0,0,0,0,0,0,0,0,0,0,0,0,0,0,0,0,0,0,null,"%I45th",8.4271982255336317E-2,8.3641128671648232E-2,4.753017740862478E-2,2.664165794659798E-2,3.6529472150490683E-2,4.3962419765495704E-2,2.5356134490129148E-2,4.1749169092284134E-2,2.0085658759790997E-2,1.5141627876253878E-2,1.8985930040250881E-2,2.1413010415713796E-2,2.0300899597705924E-2,1.6152056981621404E-2,1.2444890484408682E-2,1.2444890484408682E-2,1.2444890484408682E-2,1.2444890484408682E-2,45,8.4271982255336317E-2,8.3641128671648232E-2,4.753017740862478E-2,2.664165794659798E-2,3.6529472150490683E-2,4.3962419765495704E-2,2.5356134490129148E-2,4.1749169092284134E-2,2.0085658759790997E-2,1.5141627876253878E-2,1.8985930040250881E-2,2.1413010415713796E-2,2.0300899597705924E-2,1.6152056981621404E-2,1.2444890484408682E-2,1.2444890484408682E-2,1.2444890484408682E-2,1.2444890484408682E-2]
[null,null,null,null,null,null,null,null,null,null,null,null,null,null,null,null,null,null,null,null,null,null,null,null,null,null,null,null,null,null,46,0,0,0,0,0,0,0,0,0,0,0,0,0,0,0,0,0,0,0,0,0,0,0,0,0,null,null,null,null,0.21806513862536681,null,0,46,null,0,0,0,0,0,0,0,0,0,0,0,0,0,0,0,0,0,0,0,0,null,"%I47th",0.25446740473712171,0.23853851684474642,0.2286692416227199,0.193616544913781,0.19294826970848375,0.196153527968673,0.16908021036500409,0.14204556502876317,0.14676583877171456,0.14186160200711981,0.13221749063891897,0.10677495594193623,0.10054638401579893,7.8645805383210615E-2,7.1827684815816389E-2,7.1827684815816389E-2,7.1827684815816389E-2,7.1827684815816389E-2,47,0.25446740473712171,0.23853851684474642,0.2286692416227199,0.193616544913781,0.19294826970848375,0.196153527968673,0.16908021036500409,0.14204556502876317,0.14676583877171456,0.14186160200711981,0.13221749063891897,0.10677495594193623,0.10054638401579893,7.8645805383210615E-2,7.1827684815816389E-2,7.1827684815816389E-2,7.1827684815816389E-2,7.1827684815816389E-2]
[null,null,null,null,null,null,null,null,null,null,null,null,null,null,null,null,null,null,null,null,null,null,null,null,null,null,null,null,null,null,47,0,0,0,0,0,0,0,0,0,0,0,0,0,0,0,0,0,0,0,0,0,0,0,0,0,null,null,null,null,0.2934342801722773,null,0,47,null,0,0,0,0,0,0,0,0,0,0,0,0,0,0,0,0,0,0,0,0,null,"%I49th",0.15607218977870296,0.16408465706148997,0.12118803763660738,0.1026206327801769,0.1170764415239203,0.11426872802538975,0.10009339809678422,0.11020671866202006,9.4312594621004567E-2,9.7924744555265106E-2,9.3320775951153831E-2,8.9676763001255322E-2,8.9839845681974728E-2,7.0833580464904788E-2,6.7882003608574382E-2,6.7882003608574382E-2,6.7882003608574382E-2,6.7882003608574382E-2,49,0.15607218977870296,0.16408465706148997,0.12118803763660738,0.1026206327801769,0.1170764415239203,0.11426872802538975,0.10009339809678422,0.11020671866202006,9.4312594621004567E-2,9.7924744555265106E-2,9.3320775951153831E-2,8.9676763001255322E-2,8.9839845681974728E-2,7.0833580464904788E-2,6.7882003608574382E-2,6.7882003608574382E-2,6.7882003608574382E-2,6.7882003608574382E-2]
[null,null,null,null,null,null,null,null,null,null,null,null,null,null,null,null,null,null,null,null,null,null,null,null,null,null,null,null,null,null,48,0,0,0,0,0,0,0,0,0,0,0,0,0,0,0,0,0,0,0,0,0,0,0,0,0,null,null,null,null,0.21806513862536681,null,0,48,null,0,0,0,0,0,0,0,0,0,0,0,0,0,0,0,0,0,0,0,0]
[null,null,null,null,null,null,null,null,null,null,null,null,null,null,null,null,null,null,null,null,null,null,null,null,null,null,null,null,null,null,{"$f":"+AE209+1","v":49},{"$f":"+AF$162*HLOOKUP(AF$159,$BM$1:$CG$53,1+$AE210,0)","v":0},0,0,0,0,0,0,0,0,0,0,0,0,0,0,0,0,0,0,0,0,0,0,0,0,null,null,null,null,{"$f":"+HLOOKUP($D$9,$BM$1:$CG$51,$BL210+1,0)","v":0.19592916496453563},null,{"$f":"$BL210/130*($BJ$80*HLOOKUP($BK$80,$BM$162:$CG$211,$BL210,0)+$BJ$81*HLOOKUP($BK$81,$BM$162:$CG$211,$BL210,0)+$BJ$82*HLOOKUP($BK$82,$BM$162:$CG$211,$BL210,0)+$BJ$83*HLOOKUP($BK$83,$BM$162:$CG$211,$BL210,0)+$BJ$84*HLOOKUP($BK$84,$BM$162:$CG$211,$BL210,0)+$BJ$85*HLOOKUP($BK$85,$BM$162:$CG$211,$BL210,0)+$BJ$86*HLOOKUP($BK$86,$BM$162:$CG$211,$BL210,0)+$BJ$87*HLOOKUP($BK$87,$BM$162:$CG$211,$BL210,0)+$BJ$88*HLOOKUP($BK$88,$BM$162:$CG$211,$BL210,0)+$BJ$89*HLOOKUP($BK$89,$BM$162:$CG$211,$BL210,0)+$BJ$90*HLOOKUP($BK$90,$BM$162:$CG$211,$BL210,0)+$BJ$91*HLOOKUP($BK$91,$BM$162:$CG$211,$BL210,0)+$BJ$92*HLOOKUP($BK$92,$BM$162:$CG$211,$BL210,0)+$BJ$93*HLOOKUP($BK$93,$BM$162:$CG$211,$BL210,0)+$BJ$94*HLOOKUP($BK$94,$BM$162:$CG$211,$BL210,0)+$BJ$95*HLOOKUP($BK$95,$BM$162:$CG$211,$BL210,0)+$BJ$96*HLOOKUP($BK$96,$BM$162:$CG$211,$BL210,0)+$BJ$97*HLOOKUP($BK$97,$BM$162:$CG$211,$BL210,0)+$BJ$98*HLOOKUP($BK$98,$BM$162:$CG$211,$BL210,0)+$BJ$99*HLOOKUP($BK$99,$BM$162:$CG$211,$BL210,0)+$BJ$100*HLOOKUP($BK$100,$BM$162:$CG$211,$BL210,0))","v":0},{"$f":"+BL209+1","v":49},null,{"$f":"($AF210*$AF$61*$AF$107+$AG210*$AG$61*$AG$107+$AH210*$AH$61*$AH$107+$AI210*$AI$61*$AI$107+$AJ210*$AJ$61*$AJ$107+$AK210*$AK$61*$AK$107+$AL210*$AL$61*$AL$107+$AM210*$AM$61*$AM$107+$AN210*$AN$61*$AN$107+$AO210*$AO$61*$AO$107+$AP210*$AP$61*$AP$107+$AQ210*$AQ$61*$AQ$107+$AR210*$AR$61*$AR$107+$AS210*$AS$61*$AS$107+$AT210*$AT$61*$AT$107+$AU210*$AU$61*$AU$107+$AV210*$AV$61*$AV$107+$AW210*$AW$61*$AW$107+$AX210*$AX$61*$AX$107+$AY210*$AY$61*$AY$107+$AZ210*$AZ$61*$AZ$107+$BA210*$BA$61*$BA$107+$BB210*$BB$61*$BB$107+$BC210*$BC$61*$BC$107+$BD210*$BD$61*$BD$107)/BN$63","v":0},{"$f":"($AF210*$AF$61*$AF$108+$AG210*$AG$61*$AG$108+$AH210*$AH$61*$AH$108+$AI210*$AI$61*$AI$108+$AJ210*$AJ$61*$AJ$108+$AK210*$AK$61*$AK$108+$AL210*$AL$61*$AL$108+$AM210*$AM$61*$AM$108+$AN210*$AN$61*$AN$108+$AO210*$AO$61*$AO$108+$AP210*$AP$61*$AP$108+$AQ210*$AQ$61*$AQ$108+$AR210*$AR$61*$AR$108+$AS210*$AS$61*$AS$108+$AT210*$AT$61*$AT$108+$AU210*$AU$61*$AU$108+$AV210*$AV$61*$AV$108+$AW210*$AW$61*$AW$108+$AX210*$AX$61*$AX$108+$AY210*$AY$61*$AY$108+$AZ210*$AZ$61*$AZ$108+$BA210*$BA$61*$BA$108+$BB210*$BB$61*$BB$108+$BC210*$BC$61*$BC$108+$BD210*$BD$61*$BD$108)/BO$63","v":0},{"$f":"($AF210*$AF$61*$AF$109+$AG210*$AG$61*$AG$109+$AH210*$AH$61*$AH$109+$AI210*$AI$61*$AI$109+$AJ210*$AJ$61*$AJ$109+$AK210*$AK$61*$AK$109+$AL210*$AL$61*$AL$109+$AM210*$AM$61*$AM$109+$AN210*$AN$61*$AN$109+$AO210*$AO$61*$AO$109+$AP210*$AP$61*$AP$109+$AQ210*$AQ$61*$AQ$109+$AR210*$AR$61*$AR$109+$AS210*$AS$61*$AS$109+$AT210*$AT$61*$AT$109+$AU210*$AU$61*$AU$109+$AV210*$AV$61*$AV$109+$AW210*$AW$61*$AW$109+$AX210*$AX$61*$AX$109+$AY210*$AY$61*$AY$109+$AZ210*$AZ$61*$AZ$109+$BA210*$BA$61*$BA$109+$BB210*$BB$61*$BB$109+$BC210*$BC$61*$BC$109+$BD210*$BD$61*$BD$109)/BP$63","v":0},{"$f":"($AF210*$AF$61*$AF$110+$AG210*$AG$61*$AG$110+$AH210*$AH$61*$AH$110+$AI210*$AI$61*$AI$110+$AJ210*$AJ$61*$AJ$110+$AK210*$AK$61*$AK$110+$AL210*$AL$61*$AL$110+$AM210*$AM$61*$AM$110+$AN210*$AN$61*$AN$110+$AO210*$AO$61*$AO$110+$AP210*$AP$61*$AP$110+$AQ210*$AQ$61*$AQ$110+$AR210*$AR$61*$AR$110+$AS210*$AS$61*$AS$110+$AT210*$AT$61*$AT$110+$AU210*$AU$61*$AU$110+$AV210*$AV$61*$AV$110+$AW210*$AW$61*$AW$110+$AX210*$AX$61*$AX$110+$AY210*$AY$61*$AY$110+$AZ210*$AZ$61*$AZ$110+$BA210*$BA$61*$BA$110+$BB210*$BB$61*$BB$110+$BC210*$BC$61*$BC$110+$BD210*$BD$61*$BD$110)/BQ$63","v":0},{"$f":"($AF210*$AF$61*$AF$111+$AG210*$AG$61*$AG$111+$AH210*$AH$61*$AH$111+$AI210*$AI$61*$AI$111+$AJ210*$AJ$61*$AJ$111+$AK210*$AK$61*$AK$111+$AL210*$AL$61*$AL$111+$AM210*$AM$61*$AM$111+$AN210*$AN$61*$AN$111+$AO210*$AO$61*$AO$111+$AP210*$AP$61*$AP$111+$AQ210*$AQ$61*$AQ$111+$AR210*$AR$61*$AR$111+$AS210*$AS$61*$AS$111+$AT210*$AT$61*$AT$111+$AU210*$AU$61*$AU$111+$AV210*$AV$61*$AV$111+$AW210*$AW$61*$AW$111+$AX210*$AX$61*$AX$111+$AY210*$AY$61*$AY$111+$AZ210*$AZ$61*$AZ$111+$BA210*$BA$61*$BA$111+$BB210*$BB$61*$BB$111+$BC210*$BC$61*$BC$111+$BD210*$BD$61*$BD$111)/BR$63","v":0},{"$f":"($AF210*$AF$61*$AF$112+$AG210*$AG$61*$AG$112+$AH210*$AH$61*$AH$112+$AI210*$AI$61*$AI$112+$AJ210*$AJ$61*$AJ$112+$AK210*$AK$61*$AK$112+$AL210*$AL$61*$AL$112+$AM210*$AM$61*$AM$112+$AN210*$AN$61*$AN$112+$AO210*$AO$61*$AO$112+$AP210*$AP$61*$AP$112+$AQ210*$AQ$61*$AQ$112+$AR210*$AR$61*$AR$112+$AS210*$AS$61*$AS$112+$AT210*$AT$61*$AT$112+$AU210*$AU$61*$AU$112+$AV210*$AV$61*$AV$112+$AW210*$AW$61*$AW$112+$AX210*$AX$61*$AX$112+$AY210*$AY$61*$AY$112+$AZ210*$AZ$61*$AZ$112+$BA210*$BA$61*$BA$112+$BB210*$BB$61*$BB$112+$BC210*$BC$61*$BC$112+$BD210*$BD$61*$BD$112)/BS$63","v":0},{"$f":"($AF210*$AF$61*$AF$113+$AG210*$AG$61*$AG$113+$AH210*$AH$61*$AH$113+$AI210*$AI$61*$AI$113+$AJ210*$AJ$61*$AJ$113+$AK210*$AK$61*$AK$113+$AL210*$AL$61*$AL$113+$AM210*$AM$61*$AM$113+$AN210*$AN$61*$AN$113+$AO210*$AO$61*$AO$113+$AP210*$AP$61*$AP$113+$AQ210*$AQ$61*$AQ$113+$AR210*$AR$61*$AR$113+$AS210*$AS$61*$AS$113+$AT210*$AT$61*$AT$113+$AU210*$AU$61*$AU$113+$AV210*$AV$61*$AV$113+$AW210*$AW$61*$AW$113+$AX210*$AX$61*$AX$113+$AY210*$AY$61*$AY$113+$AZ210*$AZ$61*$AZ$113+$BA210*$BA$61*$BA$113+$BB210*$BB$61*$BB$113+$BC210*$BC$61*$BC$113+$BD210*$BD$61*$BD$113)/BT$63","v":0},{"$f":"($AF210*$AF$61*$AF$114+$AG210*$AG$61*$AG$114+$AH210*$AH$61*$AH$114+$AI210*$AI$61*$AI$114+$AJ210*$AJ$61*$AJ$114+$AK210*$AK$61*$AK$114+$AL210*$AL$61*$AL$114+$AM210*$AM$61*$AM$114+$AN210*$AN$61*$AN$114+$AO210*$AO$61*$AO$114+$AP210*$AP$61*$AP$114+$AQ210*$AQ$61*$AQ$114+$AR210*$AR$61*$AR$114+$AS210*$AS$61*$AS$114+$AT210*$AT$61*$AT$114+$AU210*$AU$61*$AU$114+$AV210*$AV$61*$AV$114+$AW210*$AW$61*$AW$114+$AX210*$AX$61*$AX$114+$AY210*$AY$61*$AY$114+$AZ210*$AZ$61*$AZ$114+$BA210*$BA$61*$BA$114+$BB210*$BB$61*$BB$114+$BC210*$BC$61*$BC$114+$BD210*$BD$61*$BD$114)/BU$63","v":0},{"$f":"($AF210*$AF$61*$AF$115+$AG210*$AG$61*$AG$115+$AH210*$AH$61*$AH$115+$AI210*$AI$61*$AI$115+$AJ210*$AJ$61*$AJ$115+$AK210*$AK$61*$AK$115+$AL210*$AL$61*$AL$115+$AM210*$AM$61*$AM$115+$AN210*$AN$61*$AN$115+$AO210*$AO$61*$AO$115+$AP210*$AP$61*$AP$115+$AQ210*$AQ$61*$AQ$115+$AR210*$AR$61*$AR$115+$AS210*$AS$61*$AS$115+$AT210*$AT$61*$AT$115+$AU210*$AU$61*$AU$115+$AV210*$AV$61*$AV$115+$AW210*$AW$61*$AW$115+$AX210*$AX$61*$AX$115+$AY210*$AY$61*$AY$115+$AZ210*$AZ$61*$AZ$115+$BA210*$BA$61*$BA$115+$BB210*$BB$61*$BB$115+$BC210*$BC$61*$BC$115+$BD210*$BD$61*$BD$115)/BV$63","v":0},{"$f":"($AF210*$AF$61*$AF$116+$AG210*$AG$61*$AG$116+$AH210*$AH$61*$AH$116+$AI210*$AI$61*$AI$116+$AJ210*$AJ$61*$AJ$116+$AK210*$AK$61*$AK$116+$AL210*$AL$61*$AL$116+$AM210*$AM$61*$AM$116+$AN210*$AN$61*$AN$116+$AO210*$AO$61*$AO$116+$AP210*$AP$61*$AP$116+$AQ210*$AQ$61*$AQ$116+$AR210*$AR$61*$AR$116+$AS210*$AS$61*$AS$116+$AT210*$AT$61*$AT$116+$AU210*$AU$61*$AU$116+$AV210*$AV$61*$AV$116+$AW210*$AW$61*$AW$116+$AX210*$AX$61*$AX$116+$AY210*$AY$61*$AY$116+$AZ210*$AZ$61*$AZ$116+$BA210*$BA$61*$BA$116+$BB210*$BB$61*$BB$116+$BC210*$BC$61*$BC$116+$BD210*$BD$61*$BD$116)/BW$63","v":0},{"$f":"($AF210*$AF$61*$AF$117+$AG210*$AG$61*$AG$117+$AH210*$AH$61*$AH$117+$AI210*$AI$61*$AI$117+$AJ210*$AJ$61*$AJ$117+$AK210*$AK$61*$AK$117+$AL210*$AL$61*$AL$117+$AM210*$AM$61*$AM$117+$AN210*$AN$61*$AN$117+$AO210*$AO$61*$AO$117+$AP210*$AP$61*$AP$117+$AQ210*$AQ$61*$AQ$117+$AR210*$AR$61*$AR$117+$AS210*$AS$61*$AS$117+$AT210*$AT$61*$AT$117+$AU210*$AU$61*$AU$117+$AV210*$AV$61*$AV$117+$AW210*$AW$61*$AW$117+$AX210*$AX$61*$AX$117+$AY210*$AY$61*$AY$117+$AZ210*$AZ$61*$AZ$117+$BA210*$BA$61*$BA$117+$BB210*$BB$61*$BB$117+$BC210*$BC$61*$BC$117+$BD210*$BD$61*$BD$117)/BX$63","v":0},{"$f":"($AF210*$AF$61*$AF$118+$AG210*$AG$61*$AG$118+$AH210*$AH$61*$AH$118+$AI210*$AI$61*$AI$118+$AJ210*$AJ$61*$AJ$118+$AK210*$AK$61*$AK$118+$AL210*$AL$61*$AL$118+$AM210*$AM$61*$AM$118+$AN210*$AN$61*$AN$118+$AO210*$AO$61*$AO$118+$AP210*$AP$61*$AP$118+$AQ210*$AQ$61*$AQ$118+$AR210*$AR$61*$AR$118+$AS210*$AS$61*$AS$118+$AT210*$AT$61*$AT$118+$AU210*$AU$61*$AU$118+$AV210*$AV$61*$AV$118+$AW210*$AW$61*$AW$118+$AX210*$AX$61*$AX$118+$AY210*$AY$61*$AY$118+$AZ210*$AZ$61*$AZ$118+$BA210*$BA$61*$BA$118+$BB210*$BB$61*$BB$118+$BC210*$BC$61*$BC$118+$BD210*$BD$61*$BD$118)/BY$63","v":0},{"$f":"($AF210*$AF$61*$AF$119+$AG210*$AG$61*$AG$119+$AH210*$AH$61*$AH$119+$AI210*$AI$61*$AI$119+$AJ210*$AJ$61*$AJ$119+$AK210*$AK$61*$AK$119+$AL210*$AL$61*$AL$119+$AM210*$AM$61*$AM$119+$AN210*$AN$61*$AN$119+$AO210*$AO$61*$AO$119+$AP210*$AP$61*$AP$119+$AQ210*$AQ$61*$AQ$119+$AR210*$AR$61*$AR$119+$AS210*$AS$61*$AS$119+$AT210*$AT$61*$AT$119+$AU210*$AU$61*$AU$119+$AV210*$AV$61*$AV$119+$AW210*$AW$61*$AW$119+$AX210*$AX$61*$AX$119+$AY210*$AY$61*$AY$119+$AZ210*$AZ$61*$AZ$119+$BA210*$BA$61*$BA$119+$BB210*$BB$61*$BB$119+$BC210*$BC$61*$BC$119+$BD210*$BD$61*$BD$119)/BZ$63","v":0},{"$f":"($AF210*$AF$61*$AF$120+$AG210*$AG$61*$AG$120+$AH210*$AH$61*$AH$120+$AI210*$AI$61*$AI$120+$AJ210*$AJ$61*$AJ$120+$AK210*$AK$61*$AK$120+$AL210*$AL$61*$AL$120+$AM210*$AM$61*$AM$120+$AN210*$AN$61*$AN$120+$AO210*$AO$61*$AO$120+$AP210*$AP$61*$AP$120+$AQ210*$AQ$61*$AQ$120+$AR210*$AR$61*$AR$120+$AS210*$AS$61*$AS$120+$AT210*$AT$61*$AT$120+$AU210*$AU$61*$AU$120+$AV210*$AV$61*$AV$120+$AW210*$AW$61*$AW$120+$AX210*$AX$61*$AX$120+$AY210*$AY$61*$AY$120+$AZ210*$AZ$61*$AZ$120+$BA210*$BA$61*$BA$120+$BB210*$BB$61*$BB$120+$BC210*$BC$61*$BC$120+$BD210*$BD$61*$BD$120)/CA$63","v":0},{"$f":"($AF210*$AF$61*$AF$121+$AG210*$AG$61*$AG$121+$AH210*$AH$61*$AH$121+$AI210*$AI$61*$AI$121+$AJ210*$AJ$61*$AJ$121+$AK210*$AK$61*$AK$121+$AL210*$AL$61*$AL$121+$AM210*$AM$61*$AM$121+$AN210*$AN$61*$AN$121+$AO210*$AO$61*$AO$121+$AP210*$AP$61*$AP$121+$AQ210*$AQ$61*$AQ$121+$AR210*$AR$61*$AR$121+$AS210*$AS$61*$AS$121+$AT210*$AT$61*$AT$121+$AU210*$AU$61*$AU$121+$AV210*$AV$61*$AV$121+$AW210*$AW$61*$AW$121+$AX210*$AX$61*$AX$121+$AY210*$AY$61*$AY$121+$AZ210*$AZ$61*$AZ$121+$BA210*$BA$61*$BA$121+$BB210*$BB$61*$BB$121+$BC210*$BC$61*$BC$121+$BD210*$BD$61*$BD$121)/CB$63","v":0},{"$f":"($AF210*$AF$61*$AF$122+$AG210*$AG$61*$AG$122+$AH210*$AH$61*$AH$122+$AI210*$AI$61*$AI$122+$AJ210*$AJ$61*$AJ$122+$AK210*$AK$61*$AK$122+$AL210*$AL$61*$AL$122+$AM210*$AM$61*$AM$122+$AN210*$AN$61*$AN$122+$AO210*$AO$61*$AO$122+$AP210*$AP$61*$AP$122+$AQ210*$AQ$61*$AQ$122+$AR210*$AR$61*$AR$122+$AS210*$AS$61*$AS$122+$AT210*$AT$61*$AT$122+$AU210*$AU$61*$AU$122+$AV210*$AV$61*$AV$122+$AW210*$AW$61*$AW$122+$AX210*$AX$61*$AX$122+$AY210*$AY$61*$AY$122+$AZ210*$AZ$61*$AZ$122+$BA210*$BA$61*$BA$122+$BB210*$BB$61*$BB$122+$BC210*$BC$61*$BC$122+$BD210*$BD$61*$BD$122)/CC$63","v":0},{"$f":"($AF210*$AF$61*$AF$123+$AG210*$AG$61*$AG$123+$AH210*$AH$61*$AH$123+$AI210*$AI$61*$AI$123+$AJ210*$AJ$61*$AJ$123+$AK210*$AK$61*$AK$123+$AL210*$AL$61*$AL$123+$AM210*$AM$61*$AM$123+$AN210*$AN$61*$AN$123+$AO210*$AO$61*$AO$123+$AP210*$AP$61*$AP$123+$AQ210*$AQ$61*$AQ$123+$AR210*$AR$61*$AR$123+$AS210*$AS$61*$AS$123+$AT210*$AT$61*$AT$123+$AU210*$AU$61*$AU$123+$AV210*$AV$61*$AV$123+$AW210*$AW$61*$AW$123+$AX210*$AX$61*$AX$123+$AY210*$AY$61*$AY$123+$AZ210*$AZ$61*$AZ$123+$BA210*$BA$61*$BA$123+$BB210*$BB$61*$BB$123+$BC210*$BC$61*$BC$123+$BD210*$BD$61*$BD$123)/CD$63","v":0},{"$f":"($AF210*$AF$61*$AF$124+$AG210*$AG$61*$AG$124+$AH210*$AH$61*$AH$124+$AI210*$AI$61*$AI$124+$AJ210*$AJ$61*$AJ$124+$AK210*$AK$61*$AK$124+$AL210*$AL$61*$AL$124+$AM210*$AM$61*$AM$124+$AN210*$AN$61*$AN$124+$AO210*$AO$61*$AO$124+$AP210*$AP$61*$AP$124+$AQ210*$AQ$61*$AQ$124+$AR210*$AR$61*$AR$124+$AS210*$AS$61*$AS$124+$AT210*$AT$61*$AT$124+$AU210*$AU$61*$AU$124+$AV210*$AV$61*$AV$124+$AW210*$AW$61*$AW$124+$AX210*$AX$61*$AX$124+$AY210*$AY$61*$AY$124+$AZ210*$AZ$61*$AZ$124+$BA210*$BA$61*$BA$124+$BB210*$BB$61*$BB$124+$BC210*$BC$61*$BC$124+$BD210*$BD$61*$BD$124)/CE$63","v":0},{"$f":"($AF210*$AF$61*$AF$125+$AG210*$AG$61*$AG$125+$AH210*$AH$61*$AH$125+$AI210*$AI$61*$AI$125+$AJ210*$AJ$61*$AJ$125+$AK210*$AK$61*$AK$125+$AL210*$AL$61*$AL$125+$AM210*$AM$61*$AM$125+$AN210*$AN$61*$AN$125+$AO210*$AO$61*$AO$125+$AP210*$AP$61*$AP$125+$AQ210*$AQ$61*$AQ$125+$AR210*$AR$61*$AR$125+$AS210*$AS$61*$AS$125+$AT210*$AT$61*$AT$125+$AU210*$AU$61*$AU$125+$AV210*$AV$61*$AV$125+$AW210*$AW$61*$AW$125+$AX210*$AX$61*$AX$125+$AY210*$AY$61*$AY$125+$AZ210*$AZ$61*$AZ$125+$BA210*$BA$61*$BA$125+$BB210*$BB$61*$BB$125+$BC210*$BC$61*$BC$125+$BD210*$BD$61*$BD$125)/CF$63","v":0},{"$f":"($AF210*$AF$61*$AF$126+$AG210*$AG$61*$AG$126+$AH210*$AH$61*$AH$126+$AI210*$AI$61*$AI$126+$AJ210*$AJ$61*$AJ$126+$AK210*$AK$61*$AK$126+$AL210*$AL$61*$AL$126+$AM210*$AM$61*$AM$126+$AN210*$AN$61*$AN$126+$AO210*$AO$61*$AO$126+$AP210*$AP$61*$AP$126+$AQ210*$AQ$61*$AQ$126+$AR210*$AR$61*$AR$126+$AS210*$AS$61*$AS$126+$AT210*$AT$61*$AT$126+$AU210*$AU$61*$AU$126+$AV210*$AV$61*$AV$126+$AW210*$AW$61*$AW$126+$AX210*$AX$61*$AX$126+$AY210*$AY$61*$AY$126+$AZ210*$AZ$61*$AZ$126+$BA210*$BA$61*$BA$126+$BB210*$BB$61*$BB$126+$BC210*$BC$61*$BC$126+$BD210*$BD$61*$BD$126)/CG$63","v":0},5,"Coupled filter",null,null,null,null,null,null,null,null,null,null,null,null,null,null,null,null,null,1.25]
[null,null,null,null,null,null,null,null,null,null,null,null,null,null,null,null,null,null,null,null,null,null,null,null,null,null,null,null,null,null,{"$f":"+AE210+1","v":50},0,0,0,0,0,0,0,0,0,0,0,0,0,0,0,0,0,0,0,0,0,0,0,0,0,null,null,null,null,0.21806513862536681,null,0,{"$f":"+BL210+1","v":50},null,0,0,0,0,0,0,0,0,0,0,0,0,0,0,0,0,0,0,0,0,null,"%Zloop",0.1,0.5,1,2,3,4,5,6,7,8,10,12,14,18,21,100]
[null,null,null,null,null,null,null,null,null,null,null,null,null,null,null,null,null,null,null,null,null,null,null,null,null,null,null,null,null,null,null,null,null,null,null,null,null,null,null,null,null,null,null,null,null,null,null,null,null,null,null,null,null,null,null,null,null,null,null,null,null,null,null,null,null,null,null,null,null,null,null,null,null,null,null,null,null,null,null,null,null,null,null,null,null,null,"Kfactor",1.1912,1.1922999999999999,1.1993,1.2044999999999999,1.1834,1.19,1.1916,1.1742999999999999,1.1798,1.1767000000000001,1.1797,1.1556,1.1394,1.1169,1.1153]
[null,null,null,null,null,null,null,null,null,null,null,null,null,null,null,null,null,null,null,null,null,null,null,null,null,null,null,null,null,null,null,null,null,null,null,null,null,null,null,null,null,null,null,null,null,null,null,null,null,null,null,null,null,null,null,null,null,null,null,null,null,null,null,null,null,null,null,null,null,null,null,null,null,null,null,null,null,null,null,null,null,null,null,null,null,null,"%Ithd",{"$f":"+SQRT(SUMSQ(CJ221:CJ260))","v":7.3299577931936293},{"$f":"+SQRT(SUMSQ(CK221:CK260))","v":7.2709073539689681},7.2099323852585471,7.0632411115577813,6.844523358130937,6.7222694270610726,6.569876806303145,6.408136917232655,6.2894753358288957,6.1390782084935189,5.8611005792427759,5.558987655140097,5.2732372647169967,4.746281439190053,4.3937455547630435]
[null,null,null,null,null,null,null,null,null,null,null,null,null,null,null,null,null,null,null,null,null,null,null,null,null,null,null,null,null,null,null,null,null,null,null,null,null,null,null,null,null,null,null,null,null,null,null,null,null,null,null,null,null,null,null,null,null,null,null,null,null,null,null,null,null,null,null,null,null,null,null,null,null,null,null,null,null,null,null,null,null,null,null,null,null,null,"Irms/If",1.002,1.002,1.002,1.002,1.002,1.0009999999999999,1.002,1.0009999999999999,1.0009999999999999,1.0009999999999999,1.0009999999999999,1.0009999999999999,1.0009999999999999,1.0009999999999999,1.0009999999999999]
[null,null,null,null,null,null,null,null,null,null,null,null,null,null,null,null,null,null,null,null,null,null,null,null,null,null,null,null,null,null,null,null,null,null,null,null,null,null,null,null,null,null,null,null,null,null,null,null,null,null,null,null,null,null,null,null,null,null,null,null,null,null,null,null,null,null,null,null,null,null,null,null,null,null,null,null,null,null,null,null,null,null,null,null,null,null,"Ih/If",{"$f":"CJ213/100","v":7.3299577931936297E-2},{"$f":"CK213/100","v":7.2709073539689681E-2},{"$f":"CL213/100","v":7.2099323852585467E-2},7.0632411115577817E-2,6.844523358130937E-2,6.7222694270610728E-2,6.5698768063031446E-2,6.4081369172326555E-2,6.2894753358288952E-2,6.1390782084935189E-2,5.8611005792427756E-2,5.558987655140097E-2,5.273237264716997E-2,4.7462814391900532E-2,4.3937455547630434E-2]
[null,null,null,null,null,null,null,null,null,null,null,null,null,null,null,null,null,null,null,null,null,null,null,null,null,null,null,null,null,null,null,null,null,null,null,null,null,null,null,null,null,null,null,null,null,null,null,null,null,null,null,null,null,null,null,null,null,null,null,null,null,null,null,null,null,null,null,null,null,null,null,null,null,null,null,null,null,null,null,null,null,null,null,null,null,null,"DispPF",-0.99,-0.99,-0.99,-0.99,-0.99,-0.99,-0.99,-0.99,-0.99,-0.99,-0.99,-0.99,-0.98,-0.98,-0.96]
[null,null,null,null,null,null,null,null,null,null,null,null,null,null,null,null,null,null,null,null,null,null,null,null,null,null,null,null,null,null,null,null,null,null,null,null,null,null,null,null,null,null,null,null,null,null,null,null,null,null,null,null,null,null,null,null,null,null,null,null,null,null,null,null,null,null,null,null,null,null,null,null,null,null,null,null,null,null,null,null,null,null,null,null,null,null,"ActPF",0.99,0.99,0.99,0.99,0.99,0.99,0.99,0.99,0.99,0.99,0.99,0.98,0.98,0.97,0.96]
[null,null,null,null,null,null,null,null,null,null,null,null,null,null,null,null,null,null,null,null,null,null,null,null,null,null,null,null,null,null,null,null,null,null,null,null,null,null,null,null,null,null,null,null,null,null,null,null,null,null,null,null,null,null,null,null,null,null,null,null,null,null,null,null,null,null,null,null,null,null,null,null,null,null,null,null,null,null,null,null,null,null,null,null,null,null,"%Vthd",0.1,0.3,0.6,1.3,1.7,2.4,3,3.3,3.9,4.4000000000000004,5.6,6.3,6.9,8.1999999999999993,9.6]
[null,null,null,null,null,null,null,null,null,null,null,null,null,null,null,null,null,null,null,null,null,null,null,null,null,null,null,null,null,null,null,null,null,null,null,null,null,null,null,null,null,null,null,null,null,null,null,null,null,null,null,null,null,null,null,null,null,null,null,null,null,null,null,null,null,null,null,null,null,null,null,null,null,null,null,null,null,null,null,null,null,null,null,null,null,null,"Vrms/Vs"]
[null,null,null,null,null,null,null,null,null,null,null,null,null,null,null,null,null,null,null,null,null,null,null,null,null,null,null,null,null,null,null,null,null,null,null,null,null,null,null,null,null,null,null,null,null,null,null,null,null,null,null,null,null,null,null,null,null,null,null,null,null,null,null,null,null,null,null,null,null,null,null,null,null,null,null,null,null,null,null,null,null,null,null,null,null,null,"Vbus/Vs",1.3640000000000001,1.363,1.3620000000000001,1.359,1.3560000000000001,1.353,1.3480000000000001,1.3460000000000001,1.34,1.335,1.321,1.3069999999999999,1.29,1.2450000000000001,1.1970000000000001]
[null,null,null,null,null,null,null,null,null,null,null,null,null,null,null,null,null,null,null,null,null,null,null,null,null,null,null,null,null,null,null,null,null,null,null,null,null,null,null,null,null,null,null,null,null,null,null,null,null,null,null,null,null,null,null,null,null,null,null,null,null,null,null,null,null,null,null,null,null,null,null,null,null,null,null,null,null,null,null,null,null,null,null,null,null,null,"%I2nd",{"$f":"+$DA$210*DC221","v":3.7499999999999999E-2},{"$f":"+$DA$210*DD221","v":3.7499999999999999E-2},{"$f":"+$DA$210*DE221","v":2.5000000000000001E-2},{"$f":"+$DA$210*DF221","v":2.5000000000000001E-2},{"$f":"+$DA$210*DG221","v":2.5000000000000001E-2},{"$f":"+$DA$210*DH221","v":1.2500000000000001E-2},{"$f":"+$DA$210*DI221","v":1.2500000000000001E-2},{"$f":"+$DA$210*DJ221","v":6.25E-2},{"$f":"+$DA$210*DK221","v":2.5000000000000001E-2},{"$f":"+$DA$210*DL221","v":3.7499999999999999E-2},{"$f":"+$DA$210*DM221","v":0},{"$f":"+$DA$210*DN221","v":0},{"$f":"+$DA$210*DO221","v":0},{"$f":"+$DA$210*DP221","v":0},{"$f":"+$DA$210*DQ221","v":0},{"$f":"+$DA$210*DR221","v":0},{"$f":"+$DA$210*DS221","v":0},null,null,0.03,0.03,0.02,0.02,0.02,0.01,0.01,0.05,0.02,0.03]
[null,null,null,null,null,null,null,null,null,null,null,null,null,null,null,null,null,null,null,null,null,null,null,null,null,null,null,null,null,null,null,null,null,null,null,null,null,null,null,null,null,null,null,null,null,null,null,null,null,null,null,null,null,null,null,null,null,null,null,null,null,null,null,null,null,null,null,null,null,null,null,null,null,null,null,null,null,null,null,null,null,null,null,null,null,null,"%I3rd",{"$f":"+$DA$210*DC222","v":1.2500000000000001E-2},1.2500000000000001E-2,1.2500000000000001E-2,1.2500000000000001E-2,1.2500000000000001E-2,1.2500000000000001E-2,1.2500000000000001E-2,3.7499999999999999E-2,1.2500000000000001E-2,2.5000000000000001E-2,0,0,0,0,0,0,0,null,null,0.01,0.01,0.01,0.01,0.01,0.01,0.01,0.03,0.01,0.02]
[null,null,null,null,null,null,null,null,null,null,null,null,null,null,null,null,null,null,null,null,null,null,null,null,null,null,null,null,null,null,null,null,null,null,null,null,null,null,null,null,null,null,null,null,null,null,null,null,null,null,null,null,null,null,null,null,null,null,null,null,null,null,null,null,null,null,null,null,null,null,null,null,null,null,null,null,null,null,null,null,null,null,null,null,null,null,"%I4th",0,1.2500000000000001E-2,1.2500000000000001E-2,1.2500000000000001E-2,1.2500000000000001E-2,0,1.2500000000000001E-2,2.5000000000000001E-2,1.2500000000000001E-2,1.2500000000000001E-2,0,0,0,0,0,0,0,null,null,null,0.01,0.01,0.01,0.01,null,0.01,0.02,0.01,0.01]
[null,null,null,null,null,null,null,null,null,null,null,null,null,null,null,null,null,null,null,null,null,null,null,null,null,null,null,null,null,null,null,null,null,null,null,null,null,null,null,null,null,null,null,null,null,null,null,null,null,null,null,null,null,null,null,null,null,null,null,null,null,null,null,null,null,null,null,null,null,null,null,null,null,null,null,null,null,null,null,null,null,null,null,null,null,null,"%I5th",6.8625000000000007,6.8000000000000007,6.7249999999999996,6.5625,6.3875000000000002,6.25,6.0875000000000004,5.9624999999999995,5.8250000000000002,5.6749999999999998,5.375,5.1124999999999998,4.8499999999999996,4.3499999999999996,3.9750000000000001,8.8125,0,null,null,5.49,5.44,5.38,5.25,5.1100000000000003,5,4.87,4.7699999999999996,4.66,4.54,4.3,4.09,3.88,3.48,3.18,7.05]
[null,null,null,null,null,null,null,null,null,null,null,null,null,null,null,null,null,null,null,null,null,null,null,null,null,null,null,null,null,null,null,null,null,null,null,null,null,null,null,null,null,null,null,null,null,null,null,null,null,null,null,null,null,null,null,null,null,null,null,null,null,null,null,null,null,null,null,null,null,null,null,null,null,null,null,null,null,null,null,null,null,null,null,null,null,null,"%I6th",0,1.2500000000000001E-2,1.2500000000000001E-2,1.2500000000000001E-2,1.2500000000000001E-2,0,0,2.5000000000000001E-2,1.2500000000000001E-2,1.2500000000000001E-2,0,0,0,0,0,0,0,null,null,null,0.01,0.01,0.01,0.01,null,null,0.02,0.01,0.01]
[null,null,null,null,null,null,null,null,null,null,null,null,null,null,null,null,null,null,null,null,null,null,null,null,null,null,null,null,null,null,null,null,null,null,null,null,null,null,null,null,null,null,null,null,null,null,null,null,null,null,null,null,null,null,null,null,null,null,null,null,null,null,null,null,null,null,null,null,null,null,null,null,null,null,null,null,null,null,null,null,null,null,null,null,null,null,"%I7th",1.7999999999999998,1.7874999999999999,1.7625,1.7249999999999999,1.675,1.6375000000000002,1.6,1.55,1.5249999999999999,1.4874999999999998,1.4124999999999999,1.35,1.2875000000000001,1.1625000000000001,1.075,4,0,null,null,1.44,1.43,1.41,1.38,1.34,1.31,1.28,1.24,1.22,1.19,1.1299999999999999,1.08,1.03,0.93,0.86,3.2]
[null,null,null,null,null,null,null,null,null,null,null,null,null,null,null,null,null,null,null,null,null,null,null,null,null,null,null,null,null,null,null,null,null,null,null,null,null,null,null,null,null,null,null,null,null,null,null,null,null,null,null,null,null,null,null,null,null,null,null,null,null,null,null,null,null,null,null,null,null,null,null,null,null,null,null,null,null,null,null,null,null,null,null,null,null,null,"%I8th",0,0,0,0,0,0,0,1.2500000000000001E-2,0,1.2500000000000001E-2,0,0,0,0,0,0,0,null,null,null,null,null,null,null,null,null,0.01,null,0.01]
[null,null,null,null,null,null,null,null,null,null,null,null,null,null,null,null,null,null,null,null,null,null,null,null,null,null,null,null,null,null,null,null,null,null,null,null,null,null,null,null,null,null,null,null,null,null,null,null,null,null,null,null,null,null,null,null,null,null,null,null,null,null,null,null,null,null,null,null,null,null,null,null,null,null,null,null,null,null,null,null,null,null,null,null,null,null,"%I9th",0,0,0,0,0,0,0,1.2500000000000001E-2,0,0,0,0,0,0,0,0,0,null,null,null,null,null,null,null,null,null,0.01]
[null,null,null,null,null,null,null,null,null,null,null,null,null,null,null,null,null,null,null,null,null,null,null,null,null,null,null,null,null,null,null,null,null,null,null,null,null,null,null,null,null,null,null,null,null,null,null,null,null,null,null,null,null,null,null,null,null,null,null,null,null,null,null,null,null,null,null,null,null,null,null,null,null,null,null,null,null,null,null,null,null,null,null,null,null,null,"%I10th",0,0,0,0,0,0,0,1.2500000000000001E-2,0,0,0,0,0,0,0,0,0,null,null,null,null,null,null,null,null,null,0.01]
[null,null,null,null,null,null,null,null,null,null,null,null,null,null,null,null,null,null,null,null,null,null,null,null,null,null,null,null,null,null,null,null,null,null,null,null,null,null,null,null,null,null,null,null,null,null,null,null,null,null,null,null,null,null,null,null,null,null,null,null,null,null,null,null,null,null,null,null,null,null,null,null,null,null,null,null,null,null,null,null,null,null,null,null,null,null,"%I11th",0.3,0.3,0.3,0.3,0.28750000000000003,0.28750000000000003,0.28750000000000003,0.27500000000000002,0.27500000000000002,0.26250000000000001,0.26250000000000001,0.25,0.23749999999999999,0.22499999999999998,0.21250000000000002,0,0,null,null,0.24,0.24,0.24,0.24,0.23,0.23,0.23,0.22,0.22,0.21,0.21,0.2,0.19,0.18,0.17]
[null,null,null,null,null,null,null,null,null,null,null,null,null,null,null,null,null,null,null,null,null,null,null,null,null,null,null,null,null,null,null,null,null,null,null,null,null,null,null,null,null,null,null,null,null,null,null,null,null,null,null,null,null,null,null,null,null,null,null,null,null,null,null,null,null,null,null,null,null,null,null,null,null,null,null,null,null,null,null,null,null,null,null,null,null,null,"%I12th",0,0,0,0,0,0,0,1.2500000000000001E-2,0,0,0,0,0,0,0,0,0,null,null,null,null,null,null,null,null,null,0.01]
[null,null,null,null,null,null,null,null,null,null,null,null,null,null,null,null,null,null,null,null,null,null,null,null,null,null,null,null,null,null,null,null,null,null,null,null,null,null,null,null,null,null,null,null,null,null,null,null,null,null,null,null,null,null,null,null,null,null,null,null,null,null,null,null,null,null,null,null,null,null,null,null,null,null,null,null,null,null,null,null,null,null,null,null,null,null,"%I13th",0.4,0.4,0.4,0.4,0.38750000000000001,0.375,0.375,0.36249999999999999,0.36249999999999999,0.36249999999999999,0.36249999999999999,0.35000000000000003,0.33750000000000002,0.3125,0.3125,0,0,null,null,0.32,0.32,0.32,0.32,0.31,0.3,0.3,0.28999999999999998,0.28999999999999998,0.28999999999999998,0.28999999999999998,0.28000000000000003,0.27,0.25,0.25]
[null,null,null,null,null,null,null,null,null,null,null,null,null,null,null,null,null,null,null,null,null,null,null,null,null,null,null,null,null,null,null,null,null,null,null,null,null,null,null,null,null,null,null,null,null,null,null,null,null,null,null,null,null,null,null,null,null,null,null,null,null,null,null,null,null,null,null,null,null,null,null,null,null,null,null,null,null,null,null,null,null,null,null,null,null,null,"%I14th",0,0,0,0,0,0,0,0,0,0,0,0,0,0,0,0,0]
[null,null,null,null,null,null,null,null,null,null,null,null,null,null,null,null,null,null,null,null,null,null,null,null,null,null,null,null,null,null,null,null,null,null,null,null,null,null,null,null,null,null,null,null,null,null,null,null,null,null,null,null,null,null,null,null,null,null,null,null,null,null,null,null,null,null,null,null,null,null,null,null,null,null,null,null,null,null,null,null,null,null,null,null,null,null,"%I15th",0,0,0,0,0,0,0,0,0,0,0,0,0,0,0,0,0]
[null,null,null,null,null,null,null,null,null,null,null,null,null,null,null,null,null,null,null,null,null,null,null,null,null,null,null,null,null,null,null,null,null,null,null,null,null,null,null,null,null,null,null,null,null,null,null,null,null,null,null,null,null,null,null,null,null,null,null,null,null,null,null,null,null,null,null,null,null,null,null,null,null,null,null,null,null,null,null,null,null,null,null,null,null,null,"%I16th",0,0,0,0,0,0,0,0,0,0,0,0,0,0,0,0,0]
[null,null,null,null,null,null,null,null,null,null,null,null,null,null,null,null,null,null,null,null,null,null,null,null,null,null,null,null,null,null,null,null,null,null,null,null,null,null,null,null,null,null,null,null,null,null,null,null,null,null,null,null,null,null,null,null,null,null,null,null,null,null,null,null,null,null,null,null,null,null,null,null,null,null,null,null,null,null,null,null,null,null,null,null,null,null,"%I17th",0.51249999999999996,0.5,0.51249999999999996,0.51249999999999996,0.48750000000000004,0.48750000000000004,0.48750000000000004,0.47499999999999998,0.47499999999999998,0.47499999999999998,0.47499999999999998,0.44999999999999996,0.4375,0.4,0.38750000000000001,0,0,null,null,0.41,0.4,0.41,0.41,0.39,0.39,0.39,0.38,0.38,0.38,0.38,0.36,0.35,0.32,0.31]
[null,null,null,null,null,null,null,null,null,null,null,null,null,null,null,null,null,null,null,null,null,null,null,null,null,null,null,null,null,null,null,null,null,null,null,null,null,null,null,null,null,null,null,null,null,null,null,null,null,null,null,null,null,null,null,null,null,null,null,null,null,null,null,null,null,null,null,null,null,null,null,null,null,null,null,null,null,null,null,null,null,null,null,null,null,null,"%I18th",0,0,0,0,0,0,0,1.2500000000000001E-2,0,0,0,0,0,0,0,0,0,null,null,null,null,null,null,null,null,null,0.01]
[null,null,null,null,null,null,null,null,null,null,null,null,null,null,null,null,null,null,null,null,null,null,null,null,null,null,null,null,null,null,null,null,null,null,null,null,null,null,null,null,null,null,null,null,null,null,null,null,null,null,null,null,null,null,null,null,null,null,null,null,null,null,null,null,null,null,null,null,null,null,null,null,null,null,null,null,null,null,null,null,null,null,null,null,null,null,"%I19th",0.58749999999999991,0.58749999999999991,0.58749999999999991,0.58749999999999991,0.5625,0.5625,0.5625,0.55000000000000004,0.55000000000000004,0.53749999999999998,0.53749999999999998,0.51249999999999996,0.48750000000000004,0.46250000000000002,0.44999999999999996,0,0,null,null,0.47,0.47,0.47,0.47,0.45,0.45,0.45,0.44,0.44,0.43,0.43,0.41,0.39,0.37,0.36]
[null,null,null,null,null,null,null,null,null,null,null,null,null,null,null,null,null,null,null,null,null,null,null,null,null,null,null,null,null,null,null,null,null,null,null,null,null,null,null,null,null,null,null,null,null,null,null,null,null,null,null,null,null,null,null,null,null,null,null,null,null,null,null,null,null,null,null,null,null,null,null,null,null,null,null,null,null,null,null,null,null,null,null,null,null,null,"%I20th",0,0,0,0,0,0,0,1.2500000000000001E-2,0,0,0,0,0,0,0,0,0,null,null,null,null,null,null,null,null,null,0.01]
[null,null,null,null,null,null,null,null,null,null,null,null,null,null,null,null,null,null,null,null,null,null,null,null,null,null,null,null,null,null,null,null,null,null,null,null,null,null,null,null,null,null,null,null,null,null,null,null,null,null,null,null,null,null,null,null,null,null,null,null,null,null,null,null,null,null,null,null,null,null,null,null,null,null,null,null,null,null,null,null,null,null,null,null,null,null,"%I21th",0,0,0,0,0,0,0,0,0,0,0,0,0,0,0,0,0]
[null,null,null,null,null,null,null,null,null,null,null,null,null,null,null,null,null,null,null,null,null,null,null,null,null,null,null,null,null,null,null,null,null,null,null,null,null,null,null,null,null,null,null,null,null,null,null,null,null,null,null,null,null,null,null,null,null,null,null,null,null,null,null,null,null,null,null,null,null,null,null,null,null,null,null,null,null,null,null,null,null,null,null,null,null,null,"%I22th",0,0,0,0,0,0,0,0,0,0,0,0,0,0,0,0,0]
[null,null,null,null,null,null,null,null,null,null,null,null,null,null,null,null,null,null,null,null,null,null,null,null,null,null,null,null,null,null,null,null,null,null,null,null,null,null,null,null,null,null,null,null,null,null,null,null,null,null,null,null,null,null,null,null,null,null,null,null,null,null,null,null,null,null,null,null,null,null,null,null,null,null,null,null,null,null,null,null,null,null,null,null,null,null,"%I23th",0.61250000000000004,0.625,0.63749999999999996,0.66250000000000009,0.625,0.65,0.66250000000000009,0.63749999999999996,0.65,0.66250000000000009,0.6875,0.65,0.63749999999999996,0.61250000000000004,0.63749999999999996,0,0,null,null,0.49,0.5,0.51,0.53,0.5,0.52,0.53,0.51,0.52,0.53,0.55000000000000004,0.52,0.51,0.49,0.51]
[null,null,null,null,null,null,null,null,null,null,null,null,null,null,null,null,null,null,null,null,null,null,null,null,null,null,null,null,null,null,null,null,null,null,null,null,null,null,null,null,null,null,null,null,null,null,null,null,null,null,null,null,null,null,null,null,null,null,null,null,null,null,null,null,null,null,null,null,null,null,null,null,null,null,null,null,null,null,null,null,null,null,null,null,null,null,"%I24th",0,0,0,0,0,0,0,0,0,0,0,0,0,0,0,0,0]
[null,null,null,null,null,null,null,null,null,null,null,null,null,null,null,null,null,null,null,null,null,null,null,null,null,null,null,null,null,null,null,null,null,null,null,null,null,null,null,null,null,null,null,null,null,null,null,null,null,null,null,null,null,null,null,null,null,null,null,null,null,null,null,null,null,null,null,null,null,null,null,null,null,null,null,null,null,null,null,null,null,null,null,null,null,null,"%I25th",0.625,0.625,0.65,0.6875,0.66250000000000009,0.70000000000000007,0.73749999999999993,0.71249999999999991,0.75,0.76249999999999996,0.82500000000000007,0.8,0.78749999999999998,0.77500000000000002,0.82500000000000007,0,0,null,null,0.5,0.5,0.52,0.55000000000000004,0.53,0.56000000000000005,0.59,0.56999999999999995,0.6,0.61,0.66,0.64,0.63,0.62,0.66]
[null,null,null,null,null,null,null,null,null,null,null,null,null,null,null,null,null,null,null,null,null,null,null,null,null,null,null,null,null,null,null,null,null,null,null,null,null,null,null,null,null,null,null,null,null,null,null,null,null,null,null,null,null,null,null,null,null,null,null,null,null,null,null,null,null,null,null,null,null,null,null,null,null,null,null,null,null,null,null,null,null,null,null,null,null,null,"%I26th",0,0,0,0,0,0,0,1.2500000000000001E-2,0,0,0,0,0,0,0,0,0,null,null,null,null,null,null,null,null,null,0.01]
[null,null,null,null,null,null,null,null,null,null,null,null,null,null,null,null,null,null,null,null,null,null,null,null,null,null,null,null,null,null,null,null,null,null,null,null,null,null,null,null,null,null,null,null,null,null,null,null,null,null,null,null,null,null,null,null,null,null,null,null,null,null,null,null,null,null,null,null,null,null,null,null,null,null,null,null,null,null,null,null,null,null,null,null,null,null,"%I27th",0,0,0,0,0,0,0,1.2500000000000001E-2,0,0,0,0,0,0,0,0,0,null,null,null,null,null,null,null,null,null,0.01]
[null,null,null,null,null,null,null,null,null,null,null,null,null,null,null,null,null,null,null,null,null,null,null,null,null,null,null,null,null,null,null,null,null,null,null,null,null,null,null,null,null,null,null,null,null,null,null,null,null,null,null,null,null,null,null,null,null,null,null,null,null,null,null,null,null,null,null,null,null,null,null,null,null,null,null,null,null,null,null,null,null,null,null,null,null,null,"%I28th",0,0,0,0,0,0,0,1.2500000000000001E-2,0,0,0,0,0,0,0,0,0,null,null,null,null,null,null,null,null,null,0.01]
[null,null,null,null,null,null,null,null,null,null,null,null,null,null,null,null,null,null,null,null,null,null,null,null,null,null,null,null,null,null,null,null,null,null,null,null,null,null,null,null,null,null,null,null,null,null,null,null,null,null,null,null,null,null,null,null,null,null,null,null,null,null,null,null,null,null,null,null,null,null,null,null,null,null,null,null,null,null,null,null,null,null,null,null,null,null,"%I29th",0.73749999999999993,0.75,0.78749999999999998,0.82500000000000007,0.77500000000000002,0.82500000000000007,0.85000000000000009,0.8,0.85000000000000009,0.85000000000000009,0.89999999999999991,0.82500000000000007,0.77500000000000002,0.6875,0.6875,0,0,null,null,0.59,0.6,0.63,0.66,0.62,0.66,0.68,0.64,0.68,0.68,0.72,0.66,0.62,0.55000000000000004,0.55000000000000004]
[null,null,null,null,null,null,null,null,null,null,null,null,null,null,null,null,null,null,null,null,null,null,null,null,null,null,null,null,null,null,null,null,null,null,null,null,null,null,null,null,null,null,null,null,null,null,null,null,null,null,null,null,null,null,null,null,null,null,null,null,null,null,null,null,null,null,null,null,null,null,null,null,null,null,null,null,null,null,null,null,null,null,null,null,null,null,"%I30th",0,1.2500000000000001E-2,1.2500000000000001E-2,0,0,0,0,1.2500000000000001E-2,0,0,0,0,0,0,0,0,0,null,null,null,0.01,0.01,null,null,null,null,0.01]
[null,null,null,null,null,null,null,null,null,null,null,null,null,null,null,null,null,null,null,null,null,null,null,null,null,null,null,null,null,null,null,null,null,null,null,null,null,null,null,null,null,null,null,null,null,null,null,null,null,null,null,null,null,null,null,null,null,null,null,null,null,null,null,null,null,null,null,null,null,null,null,null,null,null,null,null,null,null,null,null,null,null,null,null,null,null,"%I31th",0.77500000000000002,0.78749999999999998,0.82500000000000007,0.85000000000000009,0.76249999999999996,0.78749999999999998,0.78749999999999998,0.71249999999999991,0.72499999999999998,0.71249999999999991,0.70000000000000007,0.6,0.52500000000000002,0.44999999999999996,0.44999999999999996,0,0,null,null,0.62,0.63,0.66,0.68,0.61,0.63,0.63,0.56999999999999995,0.57999999999999996,0.56999999999999995,0.56000000000000005,0.48,0.42,0.36,0.36]
[null,null,null,null,null,null,null,null,null,null,null,null,null,null,null,null,null,null,null,null,null,null,null,null,null,null,null,null,null,null,null,null,null,null,null,null,null,null,null,null,null,null,null,null,null,null,null,null,null,null,null,null,null,null,null,null,null,null,null,null,null,null,null,null,null,null,null,null,null,null,null,null,null,null,null,null,null,null,null,null,null,null,null,null,null,null,"%I32th",0,0,0,0,0,0,0,1.2500000000000001E-2,0,0,0,0,0,0,0,0,0,null,null,null,null,null,null,null,null,null,0.01]
[null,null,null,null,null,null,null,null,null,null,null,null,null,null,null,null,null,null,null,null,null,null,null,null,null,null,null,null,null,null,null,null,null,null,null,null,null,null,null,null,null,null,null,null,null,null,null,null,null,null,null,null,null,null,null,null,null,null,null,null,null,null,null,null,null,null,null,null,null,null,null,null,null,null,null,null,null,null,null,null,null,null,null,null,null,null,"%I33rd",0,0,0,0,0,0,0,0,0,0,0,0,0,0,0,0,0]
[null,null,null,null,null,null,null,null,null,null,null,null,null,null,null,null,null,null,null,null,null,null,null,null,null,null,null,null,null,null,null,null,null,null,null,null,null,null,null,null,null,null,null,null,null,null,null,null,null,null,null,null,null,null,null,null,null,null,null,null,null,null,null,null,null,null,null,null,null,null,null,null,null,null,null,null,null,null,null,null,null,null,null,null,null,null,"%I35th",0.55000000000000004,0.55000000000000004,0.5625,0.57500000000000007,0.47499999999999998,0.47499999999999998,0.46250000000000002,0.38750000000000001,0.4,0.375,0.36249999999999999,0.28750000000000003,0.23749999999999999,0.17500000000000002,0.1875,0,0,null,null,0.44,0.44,0.45,0.46,0.38,0.38,0.37,0.31,0.32,0.3,0.28999999999999998,0.23,0.19,0.14000000000000001,0.15]
[null,null,null,null,null,null,null,null,null,null,null,null,null,null,null,null,null,null,null,null,null,null,null,null,null,null,null,null,null,null,null,null,null,null,null,null,null,null,null,null,null,null,null,null,null,null,null,null,null,null,null,null,null,null,null,null,null,null,null,null,null,null,null,null,null,null,null,null,null,null,null,null,null,null,null,null,null,null,null,null,null,null,null,null,null,null,"%I37th",0.4375,0.4375,0.44999999999999996,0.44999999999999996,0.36249999999999999,0.375,0.375,0.3125,0.32500000000000001,0.3125,0.3125,0.25,0.2,0.16250000000000001,0.16250000000000001,0,0,null,null,0.35,0.35,0.36,0.36,0.28999999999999998,0.3,0.3,0.25,0.26,0.25,0.25,0.2,0.16,0.13,0.13]
[null,null,null,null,null,null,null,null,null,null,null,null,null,null,null,null,null,null,null,null,null,null,null,null,null,null,null,null,null,null,null,null,null,null,null,null,null,null,null,null,null,null,null,null,null,null,null,null,null,null,null,null,null,null,null,null,null,null,null,null,null,null,null,null,null,null,null,null,null,null,null,null,null,null,null,null,null,null,null,null,null,null,null,null,null,null,"%I39th",0,0,0,0,0,0,0,0,0,0,0,0,0,0,0,0,0]
[null,null,null,null,null,null,null,null,null,null,null,null,null,null,null,null,null,null,null,null,null,null,null,null,null,null,null,null,null,null,null,null,null,null,null,null,null,null,null,null,null,null,null,null,null,null,null,null,null,null,null,null,null,null,null,null,null,null,null,null,null,null,null,null,null,null,null,null,null,null,null,null,null,null,null,null,null,null,null,null,null,null,null,null,null,null,"%I41th",0.25,0.25,0.26250000000000001,0.25,0.2,0.2,0.2,0.16250000000000001,0.17500000000000002,0.17500000000000002,0.17500000000000002,0.15,0.125,0.11249999999999999,0.125,0,0,null,null,0.2,0.2,0.21,0.2,0.16,0.16,0.16,0.13,0.14000000000000001,0.14000000000000001,0.14000000000000001,0.12,0.1,0.09,0.1]
[null,null,null,null,null,null,null,null,null,null,null,null,null,null,null,null,null,null,null,null,null,null,null,null,null,null,null,null,null,null,null,null,null,null,null,null,null,null,null,null,null,null,null,null,null,null,null,null,null,null,null,null,null,null,null,null,null,null,null,null,null,null,null,null,null,null,null,null,null,null,null,null,null,null,null,null,null,null,null,null,null,null,null,null,null,null,"%I43th",0.2,0.1875,0.2,0.2,0.15,0.15,0.15,0.125,0.125,0.125,0.13750000000000001,0.1,8.7500000000000008E-2,8.7500000000000008E-2,0.1,0,0,null,null,0.16,0.15,0.16,0.16,0.12,0.12,0.12,0.1,0.1,0.1,0.11,0.08,7.0000000000000007E-2,7.0000000000000007E-2,0.08]
[null,null,null,null,null,null,null,null,null,null,null,null,null,null,null,null,null,null,null,null,null,null,null,null,null,null,null,null,null,null,null,null,null,null,null,null,null,null,null,null,null,null,null,null,null,null,null,null,null,null,null,null,null,null,null,null,null,null,null,null,null,null,null,null,null,null,null,null,null,null,null,null,null,null,null,null,null,null,null,null,null,null,null,null,null,null,"%I45th",0,0,0,0,0,0,0,0,0,0,0,0,0,0,0,0,0]
[null,null,null,null,null,null,null,null,null,null,null,null,null,null,null,null,null,null,null,null,null,null,null,null,null,null,null,null,null,null,null,null,null,null,null,null,null,null,null,null,null,null,null,null,null,null,null,null,null,null,null,null,null,null,null,null,null,null,null,null,null,null,null,null,null,null,null,null,null,null,null,null,null,null,null,null,null,null,null,null,null,null,null,null,null,null,"%I47th",0.125,0.125,0.13750000000000001,0.15,0.11249999999999999,0.11249999999999999,0.11249999999999999,8.7500000000000008E-2,0.1,0.1,0.1,7.4999999999999997E-2,0.05,3.7499999999999999E-2,0.05,0,0,null,null,0.1,0.1,0.11,0.12,0.09,0.09,0.09,7.0000000000000007E-2,0.08,0.08,0.08,0.06,0.04,0.03,0.04]
[null,null,null,null,null,null,null,null,null,null,null,null,null,null,null,null,null,null,null,null,null,null,null,null,null,null,null,null,null,null,null,null,null,null,null,null,null,null,null,null,null,null,null,null,null,null,null,null,null,null,null,null,null,null,null,null,null,null,null,null,null,null,null,null,null,null,null,null,null,null,null,null,null,null,null,null,null,null,null,null,null,null,null,null,null,null,"%I49th",0.11249999999999999,0.11249999999999999,0.125,0.125,0.1,0.11249999999999999,0.11249999999999999,8.7500000000000008E-2,0.1,8.7500000000000008E-2,0.1,7.4999999999999997E-2,0.05,3.7499999999999999E-2,3.7499999999999999E-2,0,0,null,null,0.09,0.09,0.1,0.1,0.08,0.09,0.09,7.0000000000000007E-2,0.08,7.0000000000000007E-2,0.08,0.06,0.04,0.03,0.03]
[]
[null,null,null,null,null,null,null,null,null,null,null,null,null,null,null,null,null,null,null,null,null,null,null,null,null,null,null,null,null,null,null,null,null,null,null,null,null,null,null,null,null,null,null,null,null,null,null,null,null,null,null,null,null,null,null,null,null,null,null,null,null,null,null,null,null,null,null,null,null,null,null,null,null,null,null,null,null,null,null,null,null,null,null,null,null,6,"ISU-LCL",null,null,null,null,null,null,null,null,null,"Changed (DA62) 0 from 1.13 to 1.0;  mam 10-11-11",null,null,null,null,null,null,null,1]
[null,null,null,null,null,null,null,null,null,null,null,null,null,null,null,null,null,null,null,null,null,null,null,null,null,null,null,null,null,null,null,null,null,null,null,null,null,null,null,null,null,null,null,null,null,null,null,null,null,null,null,null,null,null,null,null,null,null,null,null,null,null,null,null,null,null,null,null,null,null,null,null,null,null,null,null,null,null,null,null,null,null,null,null,null,null,"%Zloop"]
[null,null,null,null,null,null,null,null,null,null,null,null,null,null,null,null,null,null,null,null,null,null,null,null,null,null,null,null,null,null,null,null,null,null,null,null,null,null,null,null,null,null,null,null,null,null,null,null,null,null,null,null,null,null,null,null,null,null,null,null,null,null,null,null,null,null,null,null,null,null,null,null,null,null,null,null,null,null,null,null,null,null,null,null,null,null,"Kfactor"]
[null,null,null,null,null,null,null,null,null,null,null,null,null,null,null,null,null,null,null,null,null,null,null,null,null,null,null,null,null,null,null,null,null,null,null,null,null,null,null,null,null,null,null,null,null,null,null,null,null,null,null,null,null,null,null,null,null,null,null,null,null,null,null,null,null,null,null,null,null,null,null,null,null,null,null,null,null,null,null,null,null,null,null,null,null,null,"%Ithd",{"$f":"SQRT(SUMSQ(CJ273:CJ313))","v":4.3828757682599218},{"$f":"SQRT(SUMSQ(CK273:CK313))","v":4.3828757682599218},4.3828757682599218,4.3828757682599218,4.3828757682599218,4.3828757682599218,4.3828757682599218,4.3828757682599218,4.3828757682599218,4.3828757682599218,4.3828757682599218,4.3828757682599218,4.3828757682599218,4.3828757682599218,4.3828757682599218,4.3828757682599218,4.3828757682599218,4.3828757682599218]
[null,null,null,null,null,null,null,null,null,null,null,null,null,null,null,null,null,null,null,null,null,null,null,null,null,null,null,null,null,null,null,null,null,null,null,null,null,null,null,null,null,null,null,null,null,null,null,null,null,null,null,null,null,null,null,null,null,null,null,null,null,null,null,null,null,null,null,null,null,null,null,null,null,null,null,null,null,null,null,null,null,null,null,null,null,null,"Irms/If"]
[null,null,null,null,null,null,null,null,null,null,null,null,null,null,null,null,null,null,null,null,null,null,null,null,null,null,null,null,null,null,null,null,null,null,null,null,null,null,null,null,null,null,null,null,null,null,null,null,null,null,null,null,null,null,null,null,null,null,null,null,null,null,null,null,null,null,null,null,null,null,null,null,null,null,null,null,null,null,null,null,null,null,null,null,null,null,"Ih/If"]
[null,null,null,null,null,null,null,null,null,null,null,null,null,null,null,null,null,null,null,null,null,null,null,null,null,null,null,null,null,null,null,null,null,null,null,null,null,null,null,null,null,null,null,null,null,null,null,null,null,null,null,null,null,null,null,null,null,null,null,null,null,null,null,null,null,null,null,null,null,null,null,null,null,null,null,null,null,null,null,null,null,null,null,null,null,null,"DispPF"]
[null,null,null,null,null,null,null,null,null,null,null,null,null,null,null,null,null,null,null,null,null,null,null,null,null,null,null,null,null,null,null,null,null,null,null,null,null,null,null,null,null,null,null,null,null,null,null,null,null,null,null,null,null,null,null,null,null,null,null,null,null,null,null,null,null,null,null,null,null,null,null,null,null,null,null,null,null,null,null,null,null,null,null,null,null,null,"ActPF"]
[null,null,null,null,null,null,null,null,null,null,null,null,null,null,null,null,null,null,null,null,null,null,null,null,null,null,null,null,null,null,null,null,null,null,null,null,null,null,null,null,null,null,null,null,null,null,null,null,null,null,null,null,null,null,null,null,null,null,null,null,null,null,null,null,null,null,null,null,null,null,null,null,null,null,null,null,null,null,null,null,null,null,null,null,null,null,"%Vthd"]
[null,null,null,null,null,null,null,null,null,null,null,null,null,null,null,null,null,null,null,null,null,null,null,null,null,null,null,null,null,null,null,null,null,null,null,null,null,null,null,null,null,null,null,null,null,null,null,null,null,null,null,null,null,null,null,null,null,null,null,null,null,null,null,null,null,null,null,null,null,null,null,null,null,null,null,null,null,null,null,null,null,null,null,null,null,null,"Vrms/Vs"]
[null,null,null,null,null,null,null,null,null,null,null,null,null,null,null,null,null,null,null,null,null,null,null,null,null,null,null,null,null,null,null,null,null,null,null,null,null,null,null,null,null,null,null,null,null,null,null,null,null,null,null,null,null,null,null,null,null,null,null,null,null,null,null,null,null,null,null,null,null,null,null,null,null,null,null,null,null,null,null,null,null,null,null,null,null,null,"Vbus/Vs"]
[null,null,null,null,null,null,null,null,null,null,null,null,null,null,null,null,null,null,null,null,null,null,null,null,null,null,null,null,null,null,null,null,null,null,null,null,null,null,null,null,null,null,null,null,null,null,null,null,null,null,null,null,null,null,null,null,null,null,null,null,null,null,null,null,null,null,null,null,null,null,null,null,null,null,null,null,null,null,null,null,null,null,null,null,null,null,"%I2nd",{"$f":"+$DA$262*$DD273","v":0.46},{"$f":"+$DA$262*$DD273","v":0.46},0.46,0.46,0.46,0.46,0.46,0.46,0.46,0.46,0.46,0.46,0.46,0.46,0.46,0.46,0.46,{"$f":"+$DA$262*$DD273","v":0.46},null,null,0.46]
[null,null,null,null,null,null,null,null,null,null,null,null,null,null,null,null,null,null,null,null,null,null,null,null,null,null,null,null,null,null,null,null,null,null,null,null,null,null,null,null,null,null,null,null,null,null,null,null,null,null,null,null,null,null,null,null,null,null,null,null,null,null,null,null,null,null,null,null,null,null,null,null,null,null,null,null,null,null,null,null,null,null,null,null,null,null,null,0.49,0.49,0.49,0.49,0.49,0.49,0.49,0.49,0.49,0.49,0.49,0.49,0.49,0.49,0.49,0.49,0.49,0.49,null,null,0.49]
[null,null,null,null,null,null,null,null,null,null,null,null,null,null,null,null,null,null,null,null,null,null,null,null,null,null,null,null,null,null,null,null,null,null,null,null,null,null,null,null,null,null,null,null,null,null,null,null,null,null,null,null,null,null,null,null,null,null,null,null,null,null,null,null,null,null,null,null,null,null,null,null,null,null,null,null,null,null,null,null,null,null,null,null,null,null,"%I4th",0.3,0.3,0.3,0.3,0.3,0.3,0.3,0.3,0.3,0.3,0.3,0.3,0.3,0.3,0.3,0.3,0.3,0.3,null,null,0.3]
[null,null,null,null,null,null,null,null,null,null,null,null,null,null,null,null,null,null,null,null,null,null,null,null,null,null,null,null,null,null,null,null,null,null,null,null,null,null,null,null,null,null,null,null,null,null,null,null,null,null,null,null,null,null,null,null,null,null,null,null,null,null,null,null,null,null,null,null,null,null,null,null,null,null,null,null,null,null,null,null,null,null,null,null,null,null,"%I5th",0.99,0.99,0.99,0.99,0.99,0.99,0.99,0.99,0.99,0.99,0.99,0.99,0.99,0.99,0.99,0.99,0.99,0.99,null,null,0.99]
[null,null,null,null,null,null,null,null,null,null,null,null,null,null,null,null,null,null,null,null,null,null,null,null,null,null,null,null,null,null,null,null,null,null,null,null,null,null,null,null,null,null,null,null,null,null,null,null,null,null,null,null,null,null,null,null,null,null,null,null,null,null,null,null,null,null,null,null,null,null,null,null,null,null,null,null,null,null,null,null,null,null,null,null,null,null,null,0.27,0.27,0.27,0.27,0.27,0.27,0.27,0.27,0.27,0.27,0.27,0.27,0.27,0.27,0.27,0.27,0.27,0.27,null,null,0.27]
[null,null,null,null,null,null,null,null,null,null,null,null,null,null,null,null,null,null,null,null,null,null,null,null,null,null,null,null,null,null,null,null,null,null,null,null,null,null,null,null,null,null,null,null,null,null,null,null,null,null,null,null,null,null,null,null,null,null,null,null,null,null,null,null,null,null,null,null,null,null,null,null,null,null,null,null,null,null,null,null,null,null,null,null,null,null,"%I7th",1.82,1.82,1.82,1.82,1.82,1.82,1.82,1.82,1.82,1.82,1.82,1.82,1.82,1.82,1.82,1.82,1.82,1.82,null,null,1.82]
[null,null,null,null,null,null,null,null,null,null,null,null,null,null,null,null,null,null,null,null,null,null,null,null,null,null,null,null,null,null,null,null,null,null,null,null,null,null,null,null,null,null,null,null,null,null,null,null,null,null,null,null,null,null,null,null,null,null,null,null,null,null,null,null,null,null,null,null,null,null,null,null,null,null,null,null,null,null,null,null,null,null,null,null,null,null,"%I8th",0.3,0.3,0.3,0.3,0.3,0.3,0.3,0.3,0.3,0.3,0.3,0.3,0.3,0.3,0.3,0.3,0.3,0.3,null,null,0.3]
[null,null,null,null,null,null,null,null,null,null,null,null,null,null,null,null,null,null,null,null,null,null,null,null,null,null,null,null,null,null,null,null,null,null,null,null,null,null,null,null,null,null,null,null,null,null,null,null,null,null,null,null,null,null,null,null,null,null,null,null,null,null,null,null,null,null,null,null,null,null,null,null,null,null,null,null,null,null,null,null,null,null,null,null,null,null,null,0.42,0.42,0.42,0.42,0.42,0.42,0.42,0.42,0.42,0.42,0.42,0.42,0.42,0.42,0.42,0.42,0.42,0.42,null,null,0.42]
[null,null,null,null,null,null,null,null,null,null,null,null,null,null,null,null,null,null,null,null,null,null,null,null,null,null,null,null,null,null,null,null,null,null,null,null,null,null,null,null,null,null,null,null,null,null,null,null,null,null,null,null,null,null,null,null,null,null,null,null,null,null,null,null,null,null,null,null,null,null,null,null,null,null,null,null,null,null,null,null,null,null,null,null,null,null,"%I10th",0.56999999999999995,0.56999999999999995,0.56999999999999995,0.56999999999999995,0.56999999999999995,0.56999999999999995,0.56999999999999995,0.56999999999999995,0.56999999999999995,0.56999999999999995,0.56999999999999995,0.56999999999999995,0.56999999999999995,0.56999999999999995,0.56999999999999995,0.56999999999999995,0.56999999999999995,0.56999999999999995,null,null,0.56999999999999995]
[null,null,null,null,null,null,null,null,null,null,null,null,null,null,null,null,null,null,null,null,null,null,null,null,null,null,null,null,null,null,null,null,null,null,null,null,null,null,null,null,null,null,null,null,null,null,null,null,null,null,null,null,null,null,null,null,null,null,null,null,null,null,null,null,null,null,null,null,null,null,null,null,null,null,null,null,null,null,null,null,null,null,null,null,null,null,"%I11th",1.22,1.22,1.22,1.22,1.22,1.22,1.22,1.22,1.22,1.22,1.22,1.22,1.22,1.22,1.22,1.22,1.22,1.22,null,null,1.22]
[null,null,null,null,null,null,null,null,null,null,null,null,null,null,null,null,null,null,null,null,null,null,null,null,null,null,null,null,null,null,null,null,null,null,null,null,null,null,null,null,null,null,null,null,null,null,null,null,null,null,null,null,null,null,null,null,null,null,null,null,null,null,null,null,null,null,null,null,null,null,null,null,null,null,null,null,null,null,null,null,null,null,null,null,null,null,null,0.72,0.72,0.72,0.72,0.72,0.72,0.72,0.72,0.72,0.72,0.72,0.72,0.72,0.72,0.72,0.72,0.72,0.72,null,null,0.72]
[null,null,null,null,null,null,null,null,null,null,null,null,null,null,null,null,null,null,null,null,null,null,null,null,null,null,null,null,null,null,null,null,null,null,null,null,null,null,null,null,null,null,null,null,null,null,null,null,null,null,null,null,null,null,null,null,null,null,null,null,null,null,null,null,null,null,null,null,null,null,null,null,null,null,null,null,null,null,null,null,null,null,null,null,null,null,"%I13th",0.87,0.87,0.87,0.87,0.87,0.87,0.87,0.87,0.87,0.87,0.87,0.87,0.87,0.87,0.87,0.87,0.87,0.87,null,null,0.87]
[null,null,null,null,null,null,null,null,null,null,null,null,null,null,null,null,null,null,null,null,null,null,null,null,null,null,null,null,null,null,null,null,null,null,null,null,null,null,null,null,null,null,null,null,null,null,null,null,null,null,null,null,null,null,null,null,null,null,null,null,null,null,null,null,null,null,null,null,null,null,null,null,null,null,null,null,null,null,null,null,null,null,null,null,null,null,"%I14th",0.84,0.84,0.84,0.84,0.84,0.84,0.84,0.84,0.84,0.84,0.84,0.84,0.84,0.84,0.84,0.84,0.84,0.84,null,null,0.84]
[null,null,null,null,null,null,null,null,null,null,null,null,null,null,null,null,null,null,null,null,null,null,null,null,null,null,null,null,null,null,null,null,null,null,null,null,null,null,null,null,null,null,null,null,null,null,null,null,null,null,null,null,null,null,null,null,null,null,null,null,null,null,null,null,null,null,null,null,null,null,null,null,null,null,null,null,null,null,null,null,null,null,null,null,null,null,null,0.87,0.87,0.87,0.87,0.87,0.87,0.87,0.87,0.87,0.87,0.87,0.87,0.87,0.87,0.87,0.87,0.87,0.87,null,null,0.87]
[null,null,null,null,null,null,null,null,null,null,null,null,null,null,null,null,null,null,null,null,null,null,null,null,null,null,null,null,null,null,null,null,null,null,null,null,null,null,null,null,null,null,null,null,null,null,null,null,null,null,null,null,null,null,null,null,null,null,null,null,null,null,null,null,null,null,null,null,null,null,null,null,null,null,null,null,null,null,null,null,null,null,null,null,null,null,"%I16th",0.8,0.8,0.8,0.8,0.8,0.8,0.8,0.8,0.8,0.8,0.8,0.8,0.8,0.8,0.8,0.8,0.8,0.8,null,null,0.8]
[null,null,null,null,null,null,null,null,null,null,null,null,null,null,null,null,null,null,null,null,null,null,null,null,null,null,null,null,null,null,null,null,null,null,null,null,null,null,null,null,null,null,null,null,null,null,null,null,null,null,null,null,null,null,null,null,null,null,null,null,null,null,null,null,null,null,null,null,null,null,null,null,null,null,null,null,null,null,null,null,null,null,null,null,null,null,"%I17th",1.29,1.29,1.29,1.29,1.29,1.29,1.29,1.29,1.29,1.29,1.29,1.29,1.29,1.29,1.29,1.29,{"$f":"+$DA$262*$DD288","v":1.29},1.29,null,null,1.29]
[null,null,null,null,null,null,null,null,null,null,null,null,null,null,null,null,null,null,null,null,null,null,null,null,null,null,null,null,null,null,null,null,null,null,null,null,null,null,null,null,null,null,null,null,null,null,null,null,null,null,null,null,null,null,null,null,null,null,null,null,null,null,null,null,null,null,null,null,null,null,null,null,null,null,null,null,null,null,null,null,null,null,null,null,null,null,null,0.72,{"$f":"+$DA$262*$DD289","v":0.72},0.72,0.72,0.72,0.72,0.72,0.72,0.72,0.72,0.72,0.72,0.72,0.72,0.72,0.72,0.72,0.72,null,null,0.72]
[null,null,null,null,null,null,null,null,null,null,null,null,null,null,null,null,null,null,null,null,null,null,null,null,null,null,null,null,null,null,null,null,null,null,null,null,null,null,null,null,null,null,null,null,null,null,null,null,null,null,null,null,null,null,null,null,null,null,null,null,null,null,null,null,null,null,null,null,null,null,null,null,null,null,null,null,null,null,null,null,null,null,null,null,null,null,"%I19th",{"$f":"+$DA$262*$DD290","v":0.76},0.76,0.76,0.76,0.76,0.76,0.76,0.76,0.76,0.76,0.76,0.76,0.76,0.76,0.76,0.76,0.76,0.76,null,null,0.76]
[null,null,null,null,null,null,null,null,null,null,null,null,null,null,null,null,null,null,null,null,null,null,null,null,null,null,null,null,null,null,null,null,null,null,null,null,null,null,null,null,null,null,null,null,null,null,null,null,null,null,null,null,null,null,null,null,null,null,null,null,null,null,null,null,null,null,null,null,null,null,null,null,null,null,null,null,null,null,null,null,null,null,null,null,null,null,"%I20th",0.91,0.91,0.91,0.91,0.91,0.91,0.91,0.91,0.91,0.91,0.91,0.91,0.91,0.91,0.91,0.91,0.91,0.91,null,null,0.91]
[null,null,null,null,null,null,null,null,null,null,null,null,null,null,null,null,null,null,null,null,null,null,null,null,null,null,null,null,null,null,null,null,null,null,null,null,null,null,null,null,null,null,null,null,null,null,null,null,null,null,null,null,null,null,null,null,null,null,null,null,null,null,null,null,null,null,null,null,null,null,null,null,null,null,null,null,null,null,null,null,null,null,null,null,null,null,null,0.8,0.8,0.8,0.8,0.8,0.8,0.8,0.8,0.8,0.8,0.8,0.8,0.8,0.8,0.8,0.8,0.8,0.8,null,null,0.8]
[null,null,null,null,null,null,null,null,null,null,null,null,null,null,null,null,null,null,null,null,null,null,null,null,null,null,null,null,null,null,null,null,null,null,null,null,null,null,null,null,null,null,null,null,null,null,null,null,null,null,null,null,null,null,null,null,null,null,null,null,null,null,null,null,null,null,null,null,null,null,null,null,null,null,null,null,null,null,null,null,null,null,null,null,null,null,"%I22th",0.8,0.8,0.8,0.8,0.8,0.8,0.8,0.8,0.8,0.8,0.8,0.8,0.8,0.8,0.8,0.8,0.8,0.8,null,null,0.8]
[null,null,null,null,null,null,null,null,null,null,null,null,null,null,null,null,null,null,null,null,null,null,null,null,null,null,null,null,null,null,null,null,null,null,null,null,null,null,null,null,null,null,null,null,null,null,null,null,null,null,null,null,null,null,null,null,null,null,null,null,null,null,null,null,null,null,null,null,null,null,null,null,null,null,null,null,null,null,null,null,null,null,null,null,null,null,"%I23th",1.33,1.33,1.33,1.33,1.33,1.33,1.33,1.33,1.33,1.33,1.33,1.33,1.33,1.33,1.33,1.33,1.33,1.33,null,null,1.33]
[null,null,null,null,null,null,null,null,null,null,null,null,null,null,null,null,null,null,null,null,null,null,null,null,null,null,null,null,null,null,null,null,null,null,null,null,null,null,null,null,null,null,null,null,null,null,null,null,null,null,null,null,null,null,null,null,null,null,null,null,null,null,null,null,null,null,null,null,null,null,null,null,null,null,null,null,null,null,null,null,null,null,null,null,null,null,null,0.8,0.8,0.8,0.8,0.8,0.8,0.8,0.8,0.8,0.8,0.8,0.8,0.8,0.8,0.8,0.8,0.8,0.8,null,null,0.8]
[null,null,null,null,null,null,null,null,null,null,null,null,null,null,null,null,null,null,null,null,null,null,null,null,null,null,null,null,null,null,null,null,null,null,null,null,null,null,null,null,null,null,null,null,null,null,null,null,null,null,null,null,null,null,null,null,null,null,null,null,null,null,null,null,null,null,null,null,null,null,null,null,null,null,null,null,null,null,null,null,null,null,null,null,null,null,"%I25th",0.95,0.95,0.95,0.95,0.95,0.95,0.95,0.95,0.95,0.95,0.95,0.95,0.95,0.95,0.95,0.95,0.95,0.95,null,null,0.95]
[null,null,null,null,null,null,null,null,null,null,null,null,null,null,null,null,null,null,null,null,null,null,null,null,null,null,null,null,null,null,null,null,null,null,null,null,null,null,null,null,null,null,null,null,null,null,null,null,null,null,null,null,null,null,null,null,null,null,null,null,null,null,null,null,null,null,null,null,null,null,null,null,null,null,null,null,null,null,null,null,null,null,null,null,null,null,null,0.34,0.34,0.34,0.34,0.34,0.34,0.34,0.34,0.34,0.34,0.34,0.34,0.34,0.34,0.34,0.34,0.34,0.34,null,null,0.34]
[null,null,null,null,null,null,null,null,null,null,null,null,null,null,null,null,null,null,null,null,null,null,null,null,null,null,null,null,null,null,null,null,null,null,null,null,null,null,null,null,null,null,null,null,null,null,null,null,null,null,null,null,null,null,null,null,null,null,null,null,null,null,null,null,null,null,null,null,null,null,null,null,null,null,null,null,null,null,null,null,null,null,null,null,null,null,null,0.34,0.34,0.34,0.34,0.34,0.34,0.34,0.34,0.34,0.34,0.34,0.34,0.34,0.34,0.34,0.34,0.34,0.34,null,null,0.34]
[null,null,null,null,null,null,null,null,null,null,null,null,null,null,null,null,null,null,null,null,null,null,null,null,null,null,null,null,null,null,null,null,null,null,null,null,null,null,null,null,null,null,null,null,null,null,null,null,null,null,null,null,null,null,null,null,null,null,null,null,null,null,null,null,null,null,null,null,null,null,null,null,null,null,null,null,null,null,null,null,null,null,null,null,null,null,null,0.38,0.38,0.38,0.38,0.38,0.38,0.38,0.38,0.38,0.38,0.38,0.38,0.38,0.38,0.38,0.38,0.38,0.38,null,null,0.38]
[null,null,null,null,null,null,null,null,null,null,null,null,null,null,null,null,null,null,null,null,null,null,null,null,null,null,null,null,null,null,null,null,null,null,null,null,null,null,null,null,null,null,null,null,null,null,null,null,null,null,null,null,null,null,null,null,null,null,null,null,null,null,null,null,null,null,null,null,null,null,null,null,null,null,null,null,null,null,null,null,null,null,null,null,null,null,"%I29th",0.3,0.3,0.3,0.3,0.3,0.3,0.3,0.3,0.3,0.3,0.3,0.3,0.3,0.3,0.3,0.3,0.3,0.3,null,null,0.3]
[null,null,null,null,null,null,null,null,null,null,null,null,null,null,null,null,null,null,null,null,null,null,null,null,null,null,null,null,null,null,null,null,null,null,null,null,null,null,null,null,null,null,null,null,null,null,null,null,null,null,null,null,null,null,null,null,null,null,null,null,null,null,null,null,null,null,null,null,null,null,null,null,null,null,null,null,null,null,null,null,null,null,null,null,null,null,null,0.3,0.3,0.3,0.3,0.3,0.3,0.3,0.3,0.3,0.3,0.3,0.3,0.3,0.3,0.3,0.3,0.3,0.3,null,null,0.3]
[null,null,null,null,null,null,null,null,null,null,null,null,null,null,null,null,null,null,null,null,null,null,null,null,null,null,null,null,null,null,null,null,null,null,null,null,null,null,null,null,null,null,null,null,null,null,null,null,null,null,null,null,null,null,null,null,null,null,null,null,null,null,null,null,null,null,null,null,null,null,null,null,null,null,null,null,null,null,null,null,null,null,null,null,null,null,"%I31th",0.19,0.19,0.19,0.19,0.19,0.19,0.19,0.19,0.19,0.19,0.19,0.19,0.19,0.19,0.19,0.19,0.19,0.19,null,null,0.19]
[null,null,null,null,null,null,null,null,null,null,null,null,null,null,null,null,null,null,null,null,null,null,null,null,null,null,null,null,null,null,null,null,null,null,null,null,null,null,null,null,null,null,null,null,null,null,null,null,null,null,null,null,null,null,null,null,null,null,null,null,null,null,null,null,null,null,null,null,null,null,null,null,null,null,null,null,null,null,null,null,null,null,null,null,null,null,null,0.23,0.23,0.23,0.23,0.23,0.23,0.23,0.23,0.23,0.23,0.23,0.23,0.23,0.23,0.23,0.23,0.23,0.23,null,null,0.23]
[null,null,null,null,null,null,null,null,null,null,null,null,null,null,null,null,null,null,null,null,null,null,null,null,null,null,null,null,null,null,null,null,null,null,null,null,null,null,null,null,null,null,null,null,null,null,null,null,null,null,null,null,null,null,null,null,null,null,null,null,null,null,null,null,null,null,null,null,null,null,null,null,null,null,null,null,null,null,null,null,null,null,null,null,null,null,null,0.04,0.04,0.04,0.04,0.04,0.04,0.04,0.04,0.04,0.04,0.04,0.04,0.04,0.04,0.04,0.04,0.04,0.04,null,null,0.04]
[null,null,null,null,null,null,null,null,null,null,null,null,null,null,null,null,null,null,null,null,null,null,null,null,null,null,null,null,null,null,null,null,null,null,null,null,null,null,null,null,null,null,null,null,null,null,null,null,null,null,null,null,null,null,null,null,null,null,null,null,null,null,null,null,null,null,null,null,null,null,null,null,null,null,null,null,null,null,null,null,null,null,null,null,null,null,"%I35th",0.04,0.04,0.04,0.04,0.04,0.04,0.04,0.04,0.04,0.04,0.04,0.04,0.04,0.04,0.04,{"$f":"+$DA$262*$DD305","v":0.04},0.04,0.04,null,null,0.04]
[null,null,null,null,null,null,null,null,null,null,null,null,null,null,null,null,null,null,null,null,null,null,null,null,null,null,null,null,null,null,null,null,null,null,null,null,null,null,null,null,null,null,null,null,null,null,null,null,null,null,null,null,null,null,null,null,null,null,null,null,null,null,null,null,null,null,null,null,null,null,null,null,null,null,null,null,null,null,null,null,null,null,null,null,null,null,"%I37th",{"$f":"+$DA$262*$DD306","v":0.04},0.04,0.04,0.04,0.04,0.04,0.04,0.04,0.04,0.04,0.04,0.04,0.04,0.04,0.04,0.04,0.04,0.04,null,null,0.04]
[null,null,null,null,null,null,null,null,null,null,null,null,null,null,null,null,null,null,null,null,null,null,null,null,null,null,null,null,null,null,null,null,null,null,null,null,null,null,null,null,null,null,null,null,null,null,null,null,null,null,null,null,null,null,null,null,null,null,null,null,null,null,null,null,null,null,null,null,null,null,null,null,null,null,null,null,null,null,null,null,null,null,null,null,null,null,null,0.04,0.04,0.04,0.04,0.04,0.04,0.04,0.04,0.04,0.04,0.04,0.04,0.04,0.04,0.04,0.04,0.04,0.04,null,null,0.04]
[null,null,null,null,null,null,null,null,null,null,null,null,null,null,null,null,null,null,null,null,null,null,null,null,null,null,null,null,null,null,null,null,null,null,null,null,null,null,null,null,null,null,null,null,null,null,null,null,null,null,null,null,null,null,null,null,null,null,null,null,null,null,null,null,null,null,null,null,null,null,null,null,null,null,null,null,null,null,null,null,null,null,null,null,null,null,"%I41th",0.04,0.04,0.04,0.04,0.04,0.04,0.04,0.04,0.04,0.04,0.04,0.04,0.04,0.04,0.04,0.04,0.04,0.04,null,null,0.04]
[null,null,null,null,null,null,null,null,null,null,null,null,null,null,null,null,null,null,null,null,null,null,null,null,null,null,null,null,null,null,null,null,null,null,null,null,null,null,null,null,null,null,null,null,null,null,null,null,null,null,null,null,null,null,null,null,null,null,null,null,null,null,null,null,null,null,null,null,null,null,null,null,null,null,null,null,null,null,null,null,null,null,null,null,null,null,"%I43th",0.08,0.08,0.08,0.08,0.08,0.08,0.08,0.08,0.08,0.08,0.08,0.08,0.08,0.08,0.08,0.08,0.08,0.08,null,null,0.08]
[null,null,null,null,null,null,null,null,null,null,null,null,null,null,null,null,null,null,null,null,null,null,null,null,null,null,null,null,null,null,null,null,null,null,null,null,null,null,null,null,null,null,null,null,null,null,null,null,null,null,null,null,null,null,null,null,null,null,null,null,null,null,null,null,null,null,null,null,null,null,null,null,null,null,null,null,null,null,null,null,null,null,null,null,null,null,null,0.04,0.04,0.04,0.04,0.04,0.04,0.04,0.04,0.04,0.04,0.04,0.04,0.04,0.04,0.04,0.04,0.04,0.04,null,null,0.04]
[null,null,null,null,null,null,null,null,null,null,null,null,null,null,null,null,null,null,null,null,null,null,null,null,null,null,null,null,null,null,null,null,null,null,null,null,null,null,null,null,null,null,null,null,null,null,null,null,null,null,null,null,null,null,null,null,null,null,null,null,null,null,null,null,null,null,null,null,null,null,null,null,null,null,null,null,null,null,null,null,null,null,null,null,null,null,"%I47th",0.04,0.04,0.04,0.04,0.04,0.04,0.04,0.04,0.04,0.04,0.04,0.04,0.04,0.04,0.04,0.04,0.04,0.04,null,null,0.04]
[null,null,null,null,null,null,null,null,null,null,null,null,null,null,null,null,null,null,null,null,null,null,null,null,null,null,null,null,null,null,null,null,null,null,null,null,null,null,null,null,null,null,null,null,null,null,null,null,null,null,null,null,null,null,null,null,null,null,null,null,null,null,null,null,null,null,null,null,null,null,null,null,null,null,null,null,null,null,null,null,null,null,null,null,null,null,"%I49th",0.04,0.04,0.04,0.04,0.04,0.04,0.04,0.04,0.04,0.04,0.04,0.04,0.04,0.04,0.04,0.04,0.04,0.04,null,null,0.04]
[null,null,null,null,null,null,null,null,null,null,null,null,null,null,null,null,null,null,null,null,null,null,null,null,null,null,null,null,null,null,null,null,null,null,null,null,null,null,null,null,null,null,null,null,null,null,null,null,null,null,null,null,null,null,null,null,null,null,null,null,null,null,null,null,null,null,null,null,null,null,null,null,null,null,null,null,null,null,null,null,null,null,null,null,null,null,null,0.04,0.04,0.04,0.04,0.04,0.04,0.04,0.04,0.04,0.04,0.04,0.04,0.04,0.04,0.04,0.04,0.04,0.04,null,null,0.04]
[null,null,null,null,null,null,null,null,null,null,null,null,null,null,null,null,null,null,null,null,null,null,null,null,null,null,null,null,null,null,null,null,null,null,null,null,null,null,null,null,null,null,null,null,null,null,null,null,null,null,null,null,null,null,null,null,null,null,null,null,null,null,null,null,null,null,null,null,null,null,null,null,null,null,null,null,null,null,null,null,null,null,null,null,null,7,"TCI HG7 Trap Filter",null,null,null,null,null,null,null,null,null,null,null,null,null,null,null,null,null,1]
[null,null,null,null,null,null,null,null,null,null,null,null,null,null,null,null,null,null,null,null,null,null,null,null,null,null,null,null,null,null,null,null,null,null,null,null,null,null,null,null,null,null,null,null,null,null,null,null,null,null,null,null,null,null,null,null,null,null,null,null,null,null,null,null,null,null,null,null,null,null,null,null,null,null,null,null,null,null,null,null,null,null,null,null,null,null,"%Zloop",0.1,0.5,1,2,3,4,5,6,7,8,10,12,14,18,21,100,1000,10000,1]
[null,null,null,null,null,null,null,null,null,null,null,null,null,null,null,null,null,null,null,null,null,null,null,null,null,null,null,null,null,null,null,null,null,null,null,null,null,null,null,null,null,null,null,null,null,null,null,null,null,null,null,null,null,null,null,null,null,null,null,null,null,null,null,null,null,null,null,null,null,null,null,null,null,null,null,null,null,null,null,null,null,null,null,null,null,null,"Kfactor",{"$f":"+(10000+SUMPRODUCT(CJ325:CJ364,$DB325:$DB364,CJ325:CJ364,$DB325:$DB364))/10000/CJ318^2","v":1.6589672963489732},{"$f":"+(10000+SUMPRODUCT(CK325:CK364,$DB325:$DB364,CK325:CK364,$DB325:$DB364))/10000/CK318^2","v":1.6198616425891619},1.5725391192934608,1.5014989981941158,1.4481408343024387,1.3939527810833692,1.3555270967219528,1.3191055023291143,1.2898550108030273,1.2636727921377797,1.2230699085715682,1.1882192550950315,1.161706068737399,1.1236309704305425,1.1019479492256137,1.1019479492256137,1.1019479492256137,1.1019479492256137]
[null,null,null,null,null,null,null,null,null,null,null,null,null,null,null,null,null,null,null,null,null,null,null,null,null,null,null,null,null,null,null,null,null,null,null,null,null,null,null,null,null,null,null,null,null,null,null,null,null,null,null,null,null,null,null,null,null,null,null,null,null,null,null,null,null,null,null,null,null,null,null,null,null,null,null,null,null,null,null,null,null,null,null,null,null,null,"%Ithd",{"$f":"+SQRT(SUMSQ(CJ325:CJ364))","v":10.507867381761388},{"$f":"+SQRT(SUMSQ(CK325:CK364))","v":10.207662904004655},9.7191359050934114,9.0318993412244009,8.4009851749219067,7.880581120429647,7.4299706597989283,7.0635671387905683,6.578149664744342,6.2273431408432192,5.6337909318419266,5.1398790797494485,4.7263311800788692,4.0642203223144673,3.6725527135420637,3.6725527135420637,3.6725527135420637,3.6725527135420637]
[null,null,null,null,null,null,null,null,null,null,null,null,null,null,null,null,null,null,null,null,null,null,null,null,null,null,null,null,null,null,null,null,null,null,null,null,null,null,null,null,null,null,null,null,null,null,null,null,null,null,null,null,null,null,null,null,null,null,null,null,null,null,null,null,null,null,null,null,null,null,null,null,null,null,null,null,null,null,null,null,null,null,null,null,null,null,"Irms/If",{"$f":"+SQRT(1+(CJ317/100)^2)","v":1.0055056079859865},{"$f":"+SQRT(1+(CK317/100)^2)","v":1.0051963182364823},1.0047119787651422,1.0040704758984804,1.0035226231585046,1.0031003717871743,1.002756424262915,1.0024915950133548,1.0021612671128224,1.0019371139245121,1.0015857227548577,1.0013200465862273,1.0011162872725519,1.0008255535720656,1.0006741549292528,1.0006741549292528,1.0006741549292528,1.0006741549292528]
[null,null,null,null,null,null,null,null,null,null,null,null,null,null,null,null,null,null,null,null,null,null,null,null,null,null,null,null,null,null,null,null,null,null,null,null,null,null,null,null,null,null,null,null,null,null,null,null,null,null,null,null,null,null,null,null,null,null,null,null,null,null,null,null,null,null,null,null,null,null,null,null,null,null,null,null,null,null,null,null,null,null,null,null,null,null,"Ih/If",{"$f":"+CJ317/100","v":0.10507867381761388},{"$f":"+CK317/100","v":0.10207662904004655},9.7191359050934109E-2,9.0318993412244003E-2,8.4009851749219072E-2,7.8805811204296472E-2,7.429970659798929E-2,7.0635671387905677E-2,6.5781496647443427E-2,6.2273431408432195E-2,5.6337909318419269E-2,5.1398790797494487E-2,4.7263311800788695E-2,4.0642203223144671E-2,3.6725527135420634E-2,3.6725527135420634E-2,3.6725527135420634E-2,3.6725527135420634E-2]
[null,null,null,null,null,null,null,null,null,null,null,null,null,null,null,null,null,null,null,null,null,null,null,null,null,null,null,null,null,null,null,null,null,null,null,null,null,null,null,null,null,null,null,null,null,null,null,null,null,null,null,null,null,null,null,null,null,null,null,null,null,null,null,null,null,null,null,null,null,null,null,null,null,null,null,null,null,null,null,null,null,null,null,null,null,null,"DispPF"]
[null,null,null,null,null,null,null,null,null,null,null,null,null,null,null,null,null,null,null,null,null,null,null,null,null,null,null,null,null,null,null,null,null,null,null,null,null,null,null,null,null,null,null,null,null,null,null,null,null,null,null,null,null,null,null,null,null,null,null,null,null,null,null,null,null,null,null,null,null,null,null,null,null,null,null,null,null,null,null,null,null,null,null,null,null,null,"ActPF"]
[null,null,null,null,null,null,null,null,null,null,null,null,null,null,null,null,null,null,null,null,null,null,null,null,null,null,null,null,null,null,null,null,null,null,null,null,null,null,null,null,null,null,null,null,null,null,null,null,null,null,null,null,null,null,null,null,null,null,null,null,null,null,null,null,null,null,null,null,null,null,null,null,null,null,null,null,null,null,null,null,null,null,null,null,null,null,"%Vthd"]
[null,null,null,null,null,null,null,null,null,null,null,null,null,null,null,null,null,null,null,null,null,null,null,null,null,null,null,null,null,null,null,null,null,null,null,null,null,null,null,null,null,null,null,null,null,null,null,null,null,null,null,null,null,null,null,null,null,null,null,null,null,null,null,null,null,null,null,null,null,null,null,null,null,null,null,null,null,null,null,null,null,null,null,null,null,null,"Vrms/Vs"]
[null,null,null,null,null,null,null,null,null,null,null,null,null,null,null,null,null,null,null,null,null,null,null,null,null,null,null,null,null,null,null,null,null,null,null,null,null,null,null,null,null,null,null,null,null,null,null,null,null,null,null,null,null,null,null,null,null,null,null,null,null,null,null,null,null,null,null,null,null,null,null,null,null,null,null,null,null,null,null,null,null,null,null,null,null,null,"Vbus/Vs",null,null,null,null,null,null,null,null,null,null,null,null,null,null,null,null,null,null,"H"]
[null,null,null,null,null,null,null,null,null,null,null,null,null,null,null,null,null,null,null,null,null,null,null,null,null,null,null,null,null,null,null,null,null,null,null,null,null,null,null,null,null,null,null,null,null,null,null,null,null,null,null,null,null,null,null,null,null,null,null,null,null,null,null,null,null,null,null,null,null,null,null,null,null,null,null,null,null,null,null,null,null,null,null,null,null,null,"%I2nd",{"$f":"+DD325*$DA$314","v":0.81460620157358732},{"$f":"+DE325*$DA$314","v":0.96905688272582002},{"$f":"+DF325*$DA$314","v":0.63633853434244092},{"$f":"+DG325*$DA$314","v":0.84801030082347195},{"$f":"+DH325*$DA$314","v":0.65319973218011618},{"$f":"+DI325*$DA$314","v":0.71620769221485847},{"$f":"+DJ325*$DA$314","v":0.84902747104591669},{"$f":"+DK325*$DA$314","v":1.3760641496259378},{"$f":"+DL325*$DA$314","v":0.71613880519027173},{"$f":"+DM325*$DA$314","v":0.63258271616825779},{"$f":"+DN325*$DA$314","v":0.33670210607619688},{"$f":"+DO325*$DA$314","v":0.13942655924569813},{"$f":"+DP325*$DA$314","v":1.4868525458210003E-2},{"$f":"+DQ325*$DA$314","v":1.1168161213823871E-2},{"$f":"+DR325*$DA$314","v":1.5355958112532922E-2},{"$f":"+DS325*$DA$314","v":1.5355958112532922E-2},{"$f":"+DT325*$DA$314","v":1.5355958112532922E-2},{"$f":"+DU325*$DA$314","v":1.5355958112532922E-2},2,null,0.81460620157358732,0.96905688272582002,0.63633853434244092,0.84801030082347195,0.65319973218011618,0.71620769221485847,0.84902747104591669,1.3760641496259378,0.71613880519027173,0.63258271616825779,0.33670210607619688,0.13942655924569813,1.4868525458210003E-2,1.1168161213823871E-2,1.5355958112532922E-2,1.5355958112532922E-2,1.5355958112532922E-2,1.5355958112532922E-2]
[null,null,null,null,null,null,null,null,null,null,null,null,null,null,null,null,null,null,null,null,null,null,null,null,null,null,null,null,null,null,null,null,null,null,null,null,null,null,null,null,null,null,null,null,null,null,null,null,null,null,null,null,null,null,null,null,null,null,null,null,null,null,null,null,null,null,null,null,null,null,null,null,null,null,null,null,null,null,null,null,null,null,null,null,null,null,"%I3rd",{"$f":"+DD326*$DA$314","v":1.3946804109312467},1.4477162287581449,1.449254454603681,1.3602658908287124,1.2261308713053354,1.3473929611079007,1.3073463756752772,1.0885807896074939,1.0353377889869018,0.92881787024958495,0.79484902560285797,0.73197586411130644,0.68152744312010149,0.59542823823959989,0.55595838337386583,0.55595838337386583,0.55595838337386583,0.55595838337386583,3,null,1.3946804109312467,1.4477162287581449,1.449254454603681,1.3602658908287124,1.2261308713053354,1.3473929611079007,1.3073463756752772,1.0885807896074939,1.0353377889869018,0.92881787024958495,0.79484902560285797,0.73197586411130644,0.68152744312010149,0.59542823823959989,0.55595838337386583,0.55595838337386583,0.55595838337386583,0.55595838337386583]
[null,null,null,null,null,null,null,null,null,null,null,null,null,null,null,null,null,null,null,null,null,null,null,null,null,null,null,null,null,null,null,null,null,null,null,null,null,null,null,null,null,null,null,null,null,null,null,null,null,null,null,null,null,null,null,null,null,null,null,null,null,null,null,null,null,null,null,null,null,null,null,null,null,null,null,null,null,null,null,null,null,null,null,null,null,null,"%I4th",0.44026136024661072,0.50026514322537485,0.35292971839371873,0.3043683215349402,0.33004688909332658,0.48294925633161107,0.28208049144457298,0.50353520964556608,0.28890234584522739,0.26463486492666966,5.7096001479878929E-2,2.6000729563663491E-2,1.7327316387896478E-2,4.831170048750064E-3,4.9804611135337183E-3,4.9804611135337183E-3,4.9804611135337183E-3,4.9804611135337183E-3,4,null,0.44026136024661072,0.50026514322537485,0.35292971839371873,0.3043683215349402,0.33004688909332658,0.48294925633161107,0.28208049144457298,0.50353520964556608,0.28890234584522739,0.26463486492666966,5.7096001479878929E-2,2.6000729563663491E-2,1.7327316387896478E-2,4.831170048750064E-3,4.9804611135337183E-3,4.9804611135337183E-3,4.9804611135337183E-3,4.9804611135337183E-3]
[null,null,null,null,null,null,null,null,null,null,null,null,null,null,null,null,null,null,null,null,null,null,null,null,null,null,null,null,null,null,null,null,null,null,null,null,null,null,null,null,null,null,null,null,null,null,null,null,null,null,null,null,null,null,null,null,null,null,null,null,null,null,null,null,null,null,null,null,null,null,null,null,null,null,null,null,null,null,null,null,null,null,null,null,null,null,"%I5th",6.8940291204348787,6.721715320356207,6.2912376552566798,5.8632584733912818,5.3937521120764851,4.9990631840181354,4.670550207975583,4.2542372269598561,4.0211141815161398,3.8315451607260123,3.4995433671406979,3.1820279421458562,2.9179756328693207,2.4871033432496685,2.2448567004810287,2.2448567004810287,2.2448567004810287,2.2448567004810287,5,null,6.8940291204348787,6.721715320356207,6.2912376552566798,5.8632584733912818,5.3937521120764851,4.9990631840181354,4.670550207975583,4.2542372269598561,4.0211141815161398,3.8315451607260123,3.4995433671406979,3.1820279421458562,2.9179756328693207,2.4871033432496685,2.2448567004810287,2.2448567004810287,2.2448567004810287,2.2448567004810287]
[null,null,null,null,null,null,null,null,null,null,null,null,null,null,null,null,null,null,null,null,null,null,null,null,null,null,null,null,null,null,null,null,null,null,null,null,null,null,null,null,null,null,null,null,null,null,null,null,null,null,null,null,null,null,null,null,null,null,null,null,null,null,null,null,null,null,null,null,null,null,null,null,null,null,null,null,null,null,null,null,null,null,null,null,null,null,"%I6th",0.13349651631890255,2.7782281085818608E-2,7.6295390646619055E-2,2.5790349981057129E-2,4.1304494221122347E-2,8.8331827444245684E-2,0.16826003734717557,0.12102429488309033,0.11500502159867999,9.0155306419590076E-2,3.1661846062842856E-2,8.9694339186024014E-3,1.0918592949223586E-3,2.9072874070371203E-3,1.70042815140507E-3,1.70042815140507E-3,1.70042815140507E-3,1.70042815140507E-3,6,null,0.13349651631890255,2.7782281085818608E-2,7.6295390646619055E-2,2.5790349981057129E-2,4.1304494221122347E-2,8.8331827444245684E-2,0.16826003734717557,0.12102429488309033,0.11500502159867999,9.0155306419590076E-2,3.1661846062842856E-2,8.9694339186024014E-3,1.0918592949223586E-3,2.9072874070371203E-3,1.70042815140507E-3,1.70042815140507E-3,1.70042815140507E-3,1.70042815140507E-3]
[null,null,null,null,null,null,null,null,null,null,null,null,null,null,null,null,null,null,null,null,null,null,null,null,null,null,null,null,null,null,null,null,null,null,null,null,null,null,null,null,null,null,null,null,null,null,null,null,null,null,null,null,null,null,null,null,null,null,null,null,null,null,null,null,null,null,null,null,null,null,null,null,null,null,null,null,null,null,null,null,null,null,null,null,null,null,"%I7th",6.6760969455712331,6.3996765380104481,6.2148519116576564,5.6542661371387961,5.290412030597464,4.9197307591862938,4.62202757996066,4.4591532832290186,4.179622799717956,3.9213715476068498,3.5131306906017765,3.1909874264299618,2.9110488585511516,2.4657226950730426,2.1991939198695896,2.1991939198695896,2.1991939198695896,2.1991939198695896,7,null,6.6760969455712331,6.3996765380104481,6.2148519116576564,5.6542661371387961,5.290412030597464,4.9197307591862938,4.62202757996066,4.4591532832290186,4.179622799717956,3.9213715476068498,3.5131306906017765,3.1909874264299618,2.9110488585511516,2.4657226950730426,2.1991939198695896,2.1991939198695896,2.1991939198695896,2.1991939198695896]
[null,null,null,null,null,null,null,null,null,null,null,null,null,null,null,null,null,null,null,null,null,null,null,null,null,null,null,null,null,null,null,null,null,null,null,null,null,null,null,null,null,null,null,null,null,null,null,null,null,null,null,null,null,null,null,null,null,null,null,null,null,null,null,null,null,null,null,null,null,null,null,null,null,null,null,null,null,null,null,null,null,null,null,null,null,null,"%I8th",0.12503172538082599,9.4042983417178302E-2,7.350843869932179E-2,5.5900804978749351E-2,7.4711822035264802E-2,4.0864323313558368E-2,6.9182334446857424E-2,3.7419936515875968E-2,7.1608382272457416E-2,3.5248448007583789E-2,1.2432860159803692E-2,1.2995360163213296E-2,9.4478921938149565E-3,4.2618873155754276E-3,1.7398346773247789E-3,1.7398346773247789E-3,1.7398346773247789E-3,1.7398346773247789E-3,8,null,0.12503172538082599,9.4042983417178302E-2,7.350843869932179E-2,5.5900804978749351E-2,7.4711822035264802E-2,4.0864323313558368E-2,6.9182334446857424E-2,3.7419936515875968E-2,7.1608382272457416E-2,3.5248448007583789E-2,1.2432860159803692E-2,1.2995360163213296E-2,9.4478921938149565E-3,4.2618873155754276E-3,1.7398346773247789E-3,1.7398346773247789E-3,1.7398346773247789E-3,1.7398346773247789E-3]
[null,null,null,null,null,null,null,null,null,null,null,null,null,null,null,null,null,null,null,null,null,null,null,null,null,null,null,null,null,null,null,null,null,null,null,null,null,null,null,null,null,null,null,null,null,null,null,null,null,null,null,null,null,null,null,null,null,null,null,null,null,null,null,null,null,null,null,null,null,null,null,null,null,null,null,null,null,null,null,null,null,null,null,null,null,null,"%I9th",0.14800514561625297,0.1172567966088793,0.24614868703054735,0.10945334026342178,0.10607500446931899,0.10368250389659502,9.6874566221445177E-2,0.1316929174059695,0.13062948368821836,0.12621297607041917,0.10477320938952679,8.7953345863106949E-2,7.5013456806644757E-2,6.7526658543274873E-2,5.8738047763430598E-2,5.8738047763430598E-2,5.8738047763430598E-2,5.8738047763430598E-2,9,null,0.14800514561625297,0.1172567966088793,0.24614868703054735,0.10945334026342178,0.10607500446931899,0.10368250389659502,9.6874566221445177E-2,0.1316929174059695,0.13062948368821836,0.12621297607041917,0.10477320938952679,8.7953345863106949E-2,7.5013456806644757E-2,6.7526658543274873E-2,5.8738047763430598E-2,5.8738047763430598E-2,5.8738047763430598E-2,5.8738047763430598E-2]
[null,null,null,null,null,null,null,null,null,null,null,null,null,null,null,null,null,null,null,null,null,null,null,null,null,null,null,null,null,null,null,null,null,null,null,null,null,null,null,null,null,null,null,null,null,null,null,null,null,null,null,null,null,null,null,null,null,null,null,null,null,null,null,null,null,null,null,null,null,null,null,null,null,null,null,null,null,null,null,null,null,null,null,null,null,null,"%I10th",2.2134929324077939E-2,1.6958720960981125E-2,1.8318284707339802E-2,4.6333248175726661E-3,4.1408915961060307E-3,2.0255244958075479E-2,2.982401935017636E-2,2.8597611516032625E-2,2.2506187461105071E-2,1.1143552008559664E-2,2.692043745891002E-3,1.5918809400283708E-3,1.4160236364562477E-3,1.391190664791548E-3,2.3493271687608446E-4,2.3493271687608446E-4,2.3493271687608446E-4,2.3493271687608446E-4,10,null,2.2134929324077939E-2,1.6958720960981125E-2,1.8318284707339802E-2,4.6333248175726661E-3,4.1408915961060307E-3,2.0255244958075479E-2,2.982401935017636E-2,2.8597611516032625E-2,2.2506187461105071E-2,1.1143552008559664E-2,2.692043745891002E-3,1.5918809400283708E-3,1.4160236364562477E-3,1.391190664791548E-3,2.3493271687608446E-4,2.3493271687608446E-4,2.3493271687608446E-4,2.3493271687608446E-4]
[null,null,null,null,null,null,null,null,null,null,null,null,null,null,null,null,null,null,null,null,null,null,null,null,null,null,null,null,null,null,null,null,null,null,null,null,null,null,null,null,null,null,null,null,null,null,null,null,null,null,null,null,null,null,null,null,null,null,null,null,null,null,null,null,null,null,null,null,null,null,null,null,null,null,null,null,null,null,null,null,null,null,null,null,null,null,"%I11th",3.0620156157098197,3.0051196724764693,2.8348771243983211,2.7955190570897219,2.6669013080776303,2.5553967167824676,2.4515935403783913,2.311674152051685,2.2310183064702747,2.1536231520768343,2.0068431337775157,1.8808795140268713,1.7711946319328524,1.5915706978069526,1.4690800288406003,1.4690800288406003,1.4690800288406003,1.4690800288406003,11,null,3.0620156157098197,3.0051196724764693,2.8348771243983211,2.7955190570897219,2.6669013080776303,2.5553967167824676,2.4515935403783913,2.311674152051685,2.2310183064702747,2.1536231520768343,2.0068431337775157,1.8808795140268713,1.7711946319328524,1.5915706978069526,1.4690800288406003,1.4690800288406003,1.4690800288406003,1.4690800288406003]
[null,null,null,null,null,null,null,null,null,null,null,null,null,null,null,null,null,null,null,null,null,null,null,null,null,null,null,null,null,null,null,null,null,null,null,null,null,null,null,null,null,null,null,null,null,null,null,null,null,null,null,null,null,null,null,null,null,null,null,null,null,null,null,null,null,null,null,null,null,null,null,null,null,null,null,null,null,null,null,null,null,null,null,null,null,null,"%I12th",2.354427184183756E-2,2.0724013390383E-2,2.278333654575479E-2,4.5360230559407808E-3,7.8708135595932996E-3,1.4625496014538289E-2,1.2436160202831271E-2,4.4433199435537404E-2,3.8150050020328279E-2,3.4080813052558286E-2,1.1266882112176699E-2,1.2669713090370887E-3,2.8643558144977269E-3,2.4398474527230359E-3,1.3952403718523545E-3,1.3952403718523545E-3,1.3952403718523545E-3,1.3952403718523545E-3,12,null,2.354427184183756E-2,2.0724013390383E-2,2.278333654575479E-2,4.5360230559407808E-3,7.8708135595932996E-3,1.4625496014538289E-2,1.2436160202831271E-2,4.4433199435537404E-2,3.8150050020328279E-2,3.4080813052558286E-2,1.1266882112176699E-2,1.2669713090370887E-3,2.8643558144977269E-3,2.4398474527230359E-3,1.3952403718523545E-3,1.3952403718523545E-3,1.3952403718523545E-3,1.3952403718523545E-3]
[null,null,null,null,null,null,null,null,null,null,null,null,null,null,null,null,null,null,null,null,null,null,null,null,null,null,null,null,null,null,null,null,null,null,null,null,null,null,null,null,null,null,null,null,null,null,null,null,null,null,null,null,null,null,null,null,null,null,null,null,null,null,null,null,null,null,null,null,null,null,null,null,null,null,null,null,null,null,null,null,null,null,null,null,null,null,"%I13th",1.4191722959495825,1.3813459321893249,1.4463513193353754,1.2599289241432279,1.201249495970941,1.1270772328794727,1.0683169921105928,1.0640606691285179,1.0228983665574221,0.98778050293463715,0.91613104850821836,0.84336857435433077,0.78231579169328769,0.69412601287834874,0.63973499603871542,0.63973499603871542,0.63973499603871542,0.63973499603871542,13,null,1.4191722959495825,1.3813459321893249,1.4463513193353754,1.2599289241432279,1.201249495970941,1.1270772328794727,1.0683169921105928,1.0640606691285179,1.0228983665574221,0.98778050293463715,0.91613104850821836,0.84336857435433077,0.78231579169328769,0.69412601287834874,0.63973499603871542,0.63973499603871542,0.63973499603871542,0.63973499603871542]
[null,null,null,null,null,null,null,null,null,null,null,null,null,null,null,null,null,null,null,null,null,null,null,null,null,null,null,null,null,null,null,null,null,null,null,null,null,null,null,null,null,null,null,null,null,null,null,null,null,null,null,null,null,null,null,null,null,null,null,null,null,null,null,null,null,null,null,null,null,null,null,null,null,null,null,null,null,null,null,null,null,null,null,null,null,null,"%I14th",3.1640414206445797E-2,2.9826768099774234E-2,4.1646864115828006E-2,1.3251621659443422E-2,2.9357133794274945E-2,1.7050893164952289E-2,1.0588758690845286E-2,2.8115062049695265E-2,2.0021398284045287E-2,1.9339626231562348E-2,7.1578702214217188E-3,3.4942161559197845E-3,2.8419952302923511E-3,1.0472786250348709E-3,2.6300015327869576E-3,2.6300015327869576E-3,2.6300015327869576E-3,2.6300015327869576E-3,14,null,3.1640414206445797E-2,2.9826768099774234E-2,4.1646864115828006E-2,1.3251621659443422E-2,2.9357133794274945E-2,1.7050893164952289E-2,1.0588758690845286E-2,2.8115062049695265E-2,2.0021398284045287E-2,1.9339626231562348E-2,7.1578702214217188E-3,3.4942161559197845E-3,2.8419952302923511E-3,1.0472786250348709E-3,2.6300015327869576E-3,2.6300015327869576E-3,2.6300015327869576E-3,2.6300015327869576E-3]
[null,null,null,null,null,null,null,null,null,null,null,null,null,null,null,null,null,null,null,null,null,null,null,null,null,null,null,null,null,null,null,null,null,null,null,null,null,null,null,null,null,null,null,null,null,null,null,null,null,null,null,null,null,null,null,null,null,null,null,null,null,null,null,null,null,null,null,null,null,null,null,null,null,null,null,null,null,null,null,null,null,null,null,null,null,null,"%I15th",0.10476172989945204,8.1302478069772213E-2,0.10519995170862736,5.5462062389128909E-2,5.3275952047578262E-2,3.5008758044730408E-2,3.4931756357663241E-2,7.7288314497325747E-2,6.628191087798968E-2,5.5422139268703582E-2,5.321990049445495E-2,4.931753311515976E-2,4.4998645054278683E-2,3.570764381169212E-2,3.5211753122234637E-2,3.5211753122234637E-2,3.5211753122234637E-2,3.5211753122234637E-2,15,null,0.10476172989945204,8.1302478069772213E-2,0.10519995170862736,5.5462062389128909E-2,5.3275952047578262E-2,3.5008758044730408E-2,3.4931756357663241E-2,7.7288314497325747E-2,6.628191087798968E-2,5.5422139268703582E-2,5.321990049445495E-2,4.931753311515976E-2,4.4998645054278683E-2,3.570764381169212E-2,3.5211753122234637E-2,3.5211753122234637E-2,3.5211753122234637E-2,3.5211753122234637E-2]
[null,null,null,null,null,null,null,null,null,null,null,null,null,null,null,null,null,null,null,null,null,null,null,null,null,null,null,null,null,null,null,null,null,null,null,null,null,null,null,null,null,null,null,null,null,null,null,null,null,null,null,null,null,null,null,null,null,null,null,null,null,null,null,null,null,null,null,null,null,null,null,null,null,null,null,null,null,null,null,null,null,null,null,null,null,null,"%I16th",4.7288584194767572E-2,2.7468215374066986E-2,2.2691379147733316E-2,6.0119280078315494E-3,1.9163594092090567E-2,2.8185371310681044E-2,1.66145979595211E-2,2.5359367586361394E-2,2.0603732454313659E-2,2.2374921875435737E-2,8.5004053206000508E-3,1.7862954615532379E-3,2.0717066722892893E-3,1.680125688172976E-3,1.9945816554538674E-3,1.9945816554538674E-3,1.9945816554538674E-3,1.9945816554538674E-3,16,null,4.7288584194767572E-2,2.7468215374066986E-2,2.2691379147733316E-2,6.0119280078315494E-3,1.9163594092090567E-2,2.8185371310681044E-2,1.66145979595211E-2,2.5359367586361394E-2,2.0603732454313659E-2,2.2374921875435737E-2,8.5004053206000508E-3,1.7862954615532379E-3,2.0717066722892893E-3,1.680125688172976E-3,1.9945816554538674E-3,1.9945816554538674E-3,1.9945816554538674E-3,1.9945816554538674E-3]
[null,null,null,null,null,null,null,null,null,null,null,null,null,null,null,null,null,null,null,null,null,null,null,null,null,null,null,null,null,null,null,null,null,null,null,null,null,null,null,null,null,null,null,null,null,null,null,null,null,null,null,null,null,null,null,null,null,null,null,null,null,null,null,null,null,null,null,null,null,null,null,null,null,null,null,null,null,null,null,null,null,null,null,null,null,null,"%I17th",1.4358259235981967,1.3770325016002827,1.2601237120752393,1.2418462696023176,1.1836725761159763,1.0990954594923481,1.0486020797099047,0.97405037210033341,0.93127513088258418,0.89301042444574963,0.83728759542850606,0.77831792105650954,0.72894550361067711,0.64324137681961147,0.58908141635010525,0.58908141635010525,0.58908141635010525,0.58908141635010525,17,null,1.4358259235981967,1.3770325016002827,1.2601237120752393,1.2418462696023176,1.1836725761159763,1.0990954594923481,1.0486020797099047,0.97405037210033341,0.93127513088258418,0.89301042444574963,0.83728759542850606,0.77831792105650954,0.72894550361067711,0.64324137681961147,0.58908141635010525,0.58908141635010525,0.58908141635010525,0.58908141635010525]
[null,null,null,null,null,null,null,null,null,null,null,null,null,null,null,null,null,null,null,null,null,null,null,null,null,null,null,null,null,null,null,null,null,null,null,null,null,null,null,null,null,null,null,null,null,null,null,null,null,null,null,null,null,null,null,null,null,null,null,null,null,null,null,null,null,null,null,null,null,null,null,null,null,null,null,null,null,null,null,null,null,null,null,null,null,null,"%I18th",3.2999050626716542E-2,8.156946097366299E-3,1.6007200124413722E-2,3.9634702930458803E-3,4.3316534686826383E-3,1.8950826956351127E-2,2.3638934640187941E-2,2.0774911191047782E-2,1.70180056684586E-2,3.9697342695550154E-3,9.0081157340892084E-3,3.2661766891587938E-3,1.2150597066261115E-3,1.0422861974389893E-3,7.5533781637194175E-4,7.5533781637194175E-4,7.5533781637194175E-4,7.5533781637194175E-4,18,null,3.2999050626716542E-2,8.156946097366299E-3,1.6007200124413722E-2,3.9634702930458803E-3,4.3316534686826383E-3,1.8950826956351127E-2,2.3638934640187941E-2,2.0774911191047782E-2,1.70180056684586E-2,3.9697342695550154E-3,9.0081157340892084E-3,3.2661766891587938E-3,1.2150597066261115E-3,1.0422861974389893E-3,7.5533781637194175E-4,7.5533781637194175E-4,7.5533781637194175E-4,7.5533781637194175E-4]
[null,null,null,null,null,null,null,null,null,null,null,null,null,null,null,null,null,null,null,null,null,null,null,null,null,null,null,null,null,null,null,null,null,null,null,null,null,null,null,null,null,null,null,null,null,null,null,null,null,null,null,null,null,null,null,null,null,null,null,null,null,null,null,null,null,null,null,null,null,null,null,null,null,null,null,null,null,null,null,null,null,null,null,null,null,null,"%I19th",0.83178904137136089,0.81681394652833295,0.81049364307051985,0.7636726961117879,0.74061275205174726,0.70959575167514277,0.69084308506864189,0.68840623101917042,0.66185847828552458,0.63472015988618147,0.59235189529068644,0.55119818301524537,0.51650336887473147,0.45726235235300056,0.42152055167633634,0.42152055167633634,0.42152055167633634,0.42152055167633634,19,null,0.83178904137136089,0.81681394652833295,0.81049364307051985,0.7636726961117879,0.74061275205174726,0.70959575167514277,0.69084308506864189,0.68840623101917042,0.66185847828552458,0.63472015988618147,0.59235189529068644,0.55119818301524537,0.51650336887473147,0.45726235235300056,0.42152055167633634,0.42152055167633634,0.42152055167633634,0.42152055167633634]
[null,null,null,null,null,null,null,null,null,null,null,null,null,null,null,null,null,null,null,null,null,null,null,null,null,null,null,null,null,null,null,null,null,null,null,null,null,null,null,null,null,null,null,null,null,null,null,null,null,null,null,null,null,null,null,null,null,null,null,null,null,null,null,null,null,null,null,null,null,null,null,null,null,null,null,null,null,null,null,null,null,null,null,null,null,null,"%I20th",4.3858209035610468E-2,2.2565446325900219E-2,2.6484240335422394E-2,1.0916313068516693E-2,1.7814964159150591E-2,2.6089147042773479E-2,1.922123549248933E-2,1.232881645133263E-2,1.1590534916892633E-2,7.9274317461448581E-3,4.292694279637941E-3,3.9989935149284915E-3,1.8724067365219561E-3,8.3724913401086846E-4,4.2163123541703868E-4,4.2163123541703868E-4,4.2163123541703868E-4,4.2163123541703868E-4,20,null,4.3858209035610468E-2,2.2565446325900219E-2,2.6484240335422394E-2,1.0916313068516693E-2,1.7814964159150591E-2,2.6089147042773479E-2,1.922123549248933E-2,1.232881645133263E-2,1.1590534916892633E-2,7.9274317461448581E-3,4.292694279637941E-3,3.9989935149284915E-3,1.8724067365219561E-3,8.3724913401086846E-4,4.2163123541703868E-4,4.2163123541703868E-4,4.2163123541703868E-4,4.2163123541703868E-4]
[null,null,null,null,null,null,null,null,null,null,null,null,null,null,null,null,null,null,null,null,null,null,null,null,null,null,null,null,null,null,null,null,null,null,null,null,null,null,null,null,null,null,null,null,null,null,null,null,null,null,null,null,null,null,null,null,null,null,null,null,null,null,null,null,null,null,null,null,null,null,null,null,null,null,null,null,null,null,null,null,null,null,null,null,null,null,"%I21th",1.8620532461275756E-2,3.7237118957073288E-2,9.9002386969371275E-2,3.6999168724250263E-2,2.3806930481961391E-2,3.2551080360755845E-2,2.9955123590195084E-2,4.9308085023783969E-2,4.8879609089541816E-2,4.6846331973724918E-2,4.1317753510764096E-2,3.5671680413595259E-2,3.0637518613480193E-2,2.743175737614701E-2,2.5728477092684509E-2,2.5728477092684509E-2,2.5728477092684509E-2,2.5728477092684509E-2,21,null,1.8620532461275756E-2,3.7237118957073288E-2,9.9002386969371275E-2,3.6999168724250263E-2,2.3806930481961391E-2,3.2551080360755845E-2,2.9955123590195084E-2,4.9308085023783969E-2,4.8879609089541816E-2,4.6846331973724918E-2,4.1317753510764096E-2,3.5671680413595259E-2,3.0637518613480193E-2,2.743175737614701E-2,2.5728477092684509E-2,2.5728477092684509E-2,2.5728477092684509E-2,2.5728477092684509E-2]
[null,null,null,null,null,null,null,null,null,null,null,null,null,null,null,null,null,null,null,null,null,null,null,null,null,null,null,null,null,null,null,null,null,null,null,null,null,null,null,null,null,null,null,null,null,null,null,null,null,null,null,null,null,null,null,null,null,null,null,null,null,null,null,null,null,null,null,null,null,null,null,null,null,null,null,null,null,null,null,null,null,null,null,null,null,null,"%I22th",2.8702948502041074E-2,1.4493401827389599E-2,2.0819460765649639E-2,7.3817591206178559E-3,1.0747428012295076E-2,7.4358082281187907E-3,1.358340919110591E-2,1.8492164906447263E-2,1.3632010661511151E-2,1.3562447557526176E-2,3.851984523383751E-3,8.9160826873904068E-4,1.1659145171363204E-3,1.5064538123382388E-3,1.0547586535413046E-4,1.0547586535413046E-4,1.0547586535413046E-4,1.0547586535413046E-4,22,null,2.8702948502041074E-2,1.4493401827389599E-2,2.0819460765649639E-2,7.3817591206178559E-3,1.0747428012295076E-2,7.4358082281187907E-3,1.358340919110591E-2,1.8492164906447263E-2,1.3632010661511151E-2,1.3562447557526176E-2,3.851984523383751E-3,8.9160826873904068E-4,1.1659145171363204E-3,1.5064538123382388E-3,1.0547586535413046E-4,1.0547586535413046E-4,1.0547586535413046E-4,1.0547586535413046E-4]
[null,null,null,null,null,null,null,null,null,null,null,null,null,null,null,null,null,null,null,null,null,null,null,null,null,null,null,null,null,null,null,null,null,null,null,null,null,null,null,null,null,null,null,null,null,null,null,null,null,null,null,null,null,null,null,null,null,null,null,null,null,null,null,null,null,null,null,null,null,null,null,null,null,null,null,null,null,null,null,null,null,null,null,null,null,null,"%I23th",0.72007683604648909,0.70378979302832512,0.65925851790009626,0.63056293303890876,0.58856707581038059,0.55787458902310216,0.52821531505817021,0.46344663294808397,0.44290332995093096,0.42098528573495286,0.3821145265167204,0.34579596039505395,0.31782287993285491,0.27668021017913136,0.25011402045911679,0.25011402045911679,0.25011402045911679,0.25011402045911679,23,null,0.72007683604648909,0.70378979302832512,0.65925851790009626,0.63056293303890876,0.58856707581038059,0.55787458902310216,0.52821531505817021,0.46344663294808397,0.44290332995093096,0.42098528573495286,0.3821145265167204,0.34579596039505395,0.31782287993285491,0.27668021017913136,0.25011402045911679,0.25011402045911679,0.25011402045911679,0.25011402045911679]
[null,null,null,null,null,null,null,null,null,null,null,null,null,null,null,null,null,null,null,null,null,null,null,null,null,null,null,null,null,null,null,null,null,null,null,null,null,null,null,null,null,null,null,null,null,null,null,null,null,null,null,null,null,null,null,null,null,null,null,null,null,null,null,null,null,null,null,null,null,null,null,null,null,null,null,null,null,null,null,null,null,null,null,null,null,null,"%I24th",2.008692479009511E-2,7.6411832917715507E-3,1.1165144733737515E-2,2.3125992227608137E-4,3.2291394915398607E-3,7.5748780989834145E-3,7.501112573259249E-3,1.2684711535598241E-2,9.6866303423203803E-3,1.0522285600148352E-2,7.2696410040420118E-3,1.2552527859549325E-3,8.7683131757938532E-4,3.235446934747867E-4,5.0439172253617388E-4,5.0439172253617388E-4,5.0439172253617388E-4,5.0439172253617388E-4,24,null,2.008692479009511E-2,7.6411832917715507E-3,1.1165144733737515E-2,2.3125992227608137E-4,3.2291394915398607E-3,7.5748780989834145E-3,7.501112573259249E-3,1.2684711535598241E-2,9.6866303423203803E-3,1.0522285600148352E-2,7.2696410040420118E-3,1.2552527859549325E-3,8.7683131757938532E-4,3.235446934747867E-4,5.0439172253617388E-4,5.0439172253617388E-4,5.0439172253617388E-4,5.0439172253617388E-4]
[null,null,null,null,null,null,null,null,null,null,null,null,null,null,null,null,null,null,null,null,null,null,null,null,null,null,null,null,null,null,null,null,null,null,null,null,null,null,null,null,null,null,null,null,null,null,null,null,null,null,null,null,null,null,null,null,null,null,null,null,null,null,null,null,null,null,null,null,null,null,null,null,null,null,null,null,null,null,null,null,null,null,null,null,null,null,"%I25th",0.51257115508862161,0.51530327327132097,0.54032609119112207,0.48671676971130562,0.47117039223696422,0.44735296192451873,0.43119468577663134,0.41807125282469432,0.40779870110140526,0.39698534087362214,0.37136799319219072,0.33967902024204627,0.31362460428166083,0.27384663328258618,0.24474419864811398,0.24474419864811398,0.24474419864811398,0.24474419864811398,25,null,0.51257115508862161,0.51530327327132097,0.54032609119112207,0.48671676971130562,0.47117039223696422,0.44735296192451873,0.43119468577663134,0.41807125282469432,0.40779870110140526,0.39698534087362214,0.37136799319219072,0.33967902024204627,0.31362460428166083,0.27384663328258618,0.24474419864811398,0.24474419864811398,0.24474419864811398,0.24474419864811398]
[null,null,null,null,null,null,null,null,null,null,null,null,null,null,null,null,null,null,null,null,null,null,null,null,null,null,null,null,null,null,null,null,null,null,null,null,null,null,null,null,null,null,null,null,null,null,null,null,null,null,null,null,null,null,null,null,null,null,null,null,null,null,null,null,null,null,null,null,null,null,null,null,null,null,null,null,null,null,null,null,null,null,null,null,null,null,"%I26th",5.635289826125464E-3,1.2160946059625887E-3,5.9040135532424593E-3,7.0059461408582486E-3,7.1639746951098551E-3,6.3937942984549573E-3,1.1143594602055796E-2,1.3127542206150202E-2,8.1129675429672098E-3,7.2788267208271414E-3,4.4503258049029418E-3,2.4588474772420971E-3,2.319899414925886E-3,8.030744518633501E-4,7.4309684465688757E-4,7.4309684465688757E-4,7.4309684465688757E-4,7.4309684465688757E-4,26,null,5.635289826125464E-3,1.2160946059625887E-3,5.9040135532424593E-3,7.0059461408582486E-3,7.1639746951098551E-3,6.3937942984549573E-3,1.1143594602055796E-2,1.3127542206150202E-2,8.1129675429672098E-3,7.2788267208271414E-3,4.4503258049029418E-3,2.4588474772420971E-3,2.319899414925886E-3,8.030744518633501E-4,7.4309684465688757E-4,7.4309684465688757E-4,7.4309684465688757E-4,7.4309684465688757E-4]
[null,null,null,null,null,null,null,null,null,null,null,null,null,null,null,null,null,null,null,null,null,null,null,null,null,null,null,null,null,null,null,null,null,null,null,null,null,null,null,null,null,null,null,null,null,null,null,null,null,null,null,null,null,null,null,null,null,null,null,null,null,null,null,null,null,null,null,null,null,null,null,null,null,null,null,null,null,null,null,null,null,null,null,null,null,null,"%I27th",4.9303232689990317E-2,4.2198584571453125E-2,5.9757998731862862E-2,3.0871516091823172E-2,2.5799141690709758E-2,2.0720083216472271E-2,2.2253880647175327E-2,4.5792285085520884E-2,3.8707548591832557E-2,3.3916789871204972E-2,3.3069166020832104E-2,2.9426674083381663E-2,2.6234302980674855E-2,2.1462161175241388E-2,2.0425614062194258E-2,2.0425614062194258E-2,2.0425614062194258E-2,2.0425614062194258E-2,27,null,4.9303232689990317E-2,4.2198584571453125E-2,5.9757998731862862E-2,3.0871516091823172E-2,2.5799141690709758E-2,2.0720083216472271E-2,2.2253880647175327E-2,4.5792285085520884E-2,3.8707548591832557E-2,3.3916789871204972E-2,3.3069166020832104E-2,2.9426674083381663E-2,2.6234302980674855E-2,2.1462161175241388E-2,2.0425614062194258E-2,2.0425614062194258E-2,2.0425614062194258E-2,2.0425614062194258E-2]
[null,null,null,null,null,null,null,null,null,null,null,null,null,null,null,null,null,null,null,null,null,null,null,null,null,null,null,null,null,null,null,null,null,null,null,null,null,null,null,null,null,null,null,null,null,null,null,null,null,null,null,null,null,null,null,null,null,null,null,null,null,null,null,null,null,null,null,null,null,null,null,null,null,null,null,null,null,null,null,null,null,null,null,null,null,null,"%I28th",1.3244071667930808E-2,1.0823232047105143E-2,8.4512615806791695E-3,4.6251421127783843E-3,8.2239899475297657E-3,1.1054809237338779E-2,1.0576360904807285E-2,8.6564352245067991E-3,8.7209353108591275E-3,6.728885625120317E-3,4.2199847308022039E-3,4.4505604531304356E-4,8.4425935901800237E-4,6.9101899721272879E-4,4.9414820199495215E-4,4.9414820199495215E-4,4.9414820199495215E-4,4.9414820199495215E-4,28,null,1.3244071667930808E-2,1.0823232047105143E-2,8.4512615806791695E-3,4.6251421127783843E-3,8.2239899475297657E-3,1.1054809237338779E-2,1.0576360904807285E-2,8.6564352245067991E-3,8.7209353108591275E-3,6.728885625120317E-3,4.2199847308022039E-3,4.4505604531304356E-4,8.4425935901800237E-4,6.9101899721272879E-4,4.9414820199495215E-4,4.9414820199495215E-4,4.9414820199495215E-4,4.9414820199495215E-4]
[null,null,null,null,null,null,null,null,null,null,null,null,null,null,null,null,null,null,null,null,null,null,null,null,null,null,null,null,null,null,null,null,null,null,null,null,null,null,null,null,null,null,null,null,null,null,null,null,null,null,null,null,null,null,null,null,null,null,null,null,null,null,null,null,null,null,null,null,null,null,null,null,null,null,null,null,null,null,null,null,null,null,null,null,null,null,"%I29th",0.41435999399352047,0.39433973954888318,0.34007870809213575,0.34644448553908097,0.33314602730229825,0.29558543441160184,0.27852382408505838,0.25164308201514729,0.23875953275548045,0.22555501792953836,0.21257266544740863,0.19244816837779577,0.17841812853536021,0.16016159591710535,0.14770258775976156,0.14770258775976156,0.14770258775976156,0.14770258775976156,29,null,0.41435999399352047,0.39433973954888318,0.34007870809213575,0.34644448553908097,0.33314602730229825,0.29558543441160184,0.27852382408505838,0.25164308201514729,0.23875953275548045,0.22555501792953836,0.21257266544740863,0.19244816837779577,0.17841812853536021,0.16016159591710535,0.14770258775976156,0.14770258775976156,0.14770258775976156,0.14770258775976156]
[null,null,null,null,null,null,null,null,null,null,null,null,null,null,null,null,null,null,null,null,null,null,null,null,null,null,null,null,null,null,null,null,null,null,null,null,null,null,null,null,null,null,null,null,null,null,null,null,null,null,null,null,null,null,null,null,null,null,null,null,null,null,null,null,null,null,null,null,null,null,null,null,null,null,null,null,null,null,null,null,null,null,null,null,null,null,"%I30th",1.4120372171553031E-2,6.6397618258273476E-3,7.7405274500650031E-3,2.271914228443354E-3,3.8287409056982345E-3,1.0927363652270261E-2,1.6388221966570221E-2,5.9021257248181294E-3,5.6100763978624395E-3,1.4045182152324664E-3,6.0069426106750742E-3,1.3178117569657023E-3,7.7794519621426667E-4,1.0183704318385864E-3,5.2748506801638046E-4,5.2748506801638046E-4,5.2748506801638046E-4,5.2748506801638046E-4,30,null,1.4120372171553031E-2,6.6397618258273476E-3,7.7405274500650031E-3,2.271914228443354E-3,3.8287409056982345E-3,1.0927363652270261E-2,1.6388221966570221E-2,5.9021257248181294E-3,5.6100763978624395E-3,1.4045182152324664E-3,6.0069426106750742E-3,1.3178117569657023E-3,7.7794519621426667E-4,1.0183704318385864E-3,5.2748506801638046E-4,5.2748506801638046E-4,5.2748506801638046E-4,5.2748506801638046E-4]
[null,null,null,null,null,null,null,null,null,null,null,null,null,null,null,null,null,null,null,null,null,null,null,null,null,null,null,null,null,null,null,null,null,null,null,null,null,null,null,null,null,null,null,null,null,null,null,null,null,null,null,null,null,null,null,null,null,null,null,null,null,null,null,null,null,null,null,null,null,null,null,null,null,null,null,null,null,null,null,null,null,null,null,null,null,null,"%I31th",0.355555333361531,0.33749573346514478,0.34129104648699082,0.29992335017237437,0.29157627102394906,0.26361572749344231,0.25626830666696793,0.26260744893278415,0.25032489557471793,0.2358234948076485,0.21703104656974259,0.19630120051605268,0.18029801635199774,0.1538909141255263,0.13552103294043513,0.13552103294043513,0.13552103294043513,0.13552103294043513,31,null,0.355555333361531,0.33749573346514478,0.34129104648699082,0.29992335017237437,0.29157627102394906,0.26361572749344231,0.25626830666696793,0.26260744893278415,0.25032489557471793,0.2358234948076485,0.21703104656974259,0.19630120051605268,0.18029801635199774,0.1538909141255263,0.13552103294043513,0.13552103294043513,0.13552103294043513,0.13552103294043513]
[null,null,null,null,null,null,null,null,null,null,null,null,null,null,null,null,null,null,null,null,null,null,null,null,null,null,null,null,null,null,null,null,null,null,null,null,null,null,null,null,null,null,null,null,null,null,null,null,null,null,null,null,null,null,null,null,null,null,null,null,null,null,null,null,null,null,null,null,null,null,null,null,null,null,null,null,null,null,null,null,null,null,null,null,null,null,"%I32th",2.2830378381860306E-2,1.1126745267152334E-2,9.5058836287795923E-3,6.5519379386272496E-3,9.2426365175407484E-3,1.3249159184922527E-2,1.2736947581131081E-2,5.9869668881972335E-3,8.1790716982494439E-3,4.3591048425062713E-3,2.4697356847860584E-3,2.4022907966954866E-3,5.8690893382750808E-4,9.5212618199898535E-5,1.3900486399834727E-3,1.3900486399834727E-3,1.3900486399834727E-3,1.3900486399834727E-3,32,null,2.2830378381860306E-2,1.1126745267152334E-2,9.5058836287795923E-3,6.5519379386272496E-3,9.2426365175407484E-3,1.3249159184922527E-2,1.2736947581131081E-2,5.9869668881972335E-3,8.1790716982494439E-3,4.3591048425062713E-3,2.4697356847860584E-3,2.4022907966954866E-3,5.8690893382750808E-4,9.5212618199898535E-5,1.3900486399834727E-3,1.3900486399834727E-3,1.3900486399834727E-3,1.3900486399834727E-3]
[null,null,null,null,null,null,null,null,null,null,null,null,null,null,null,null,null,null,null,null,null,null,null,null,null,null,null,null,null,null,null,null,null,null,null,null,null,null,null,null,null,null,null,null,null,null,null,null,null,null,null,null,null,null,null,null,null,null,null,null,null,null,null,null,null,null,null,null,null,null,null,null,null,null,null,null,null,null,null,null,null,null,null,null,null,null,"%I33rd",2.1894501539621698E-2,2.8735589381004175E-2,6.3058453689604901E-2,2.9564122750900063E-2,2.0596039962360337E-2,2.949253710209097E-2,2.7466613882314011E-2,3.3043603922746932E-2,3.2913643984623438E-2,3.2097772632013119E-2,2.7612868748387219E-2,2.3465658259944601E-2,2.0090527574499022E-2,1.7342119785863433E-2,1.7174415081838146E-2,1.7174415081838146E-2,1.7174415081838146E-2,1.7174415081838146E-2,33,null,2.1894501539621698E-2,2.8735589381004175E-2,6.3058453689604901E-2,2.9564122750900063E-2,2.0596039962360337E-2,2.949253710209097E-2,2.7466613882314011E-2,3.3043603922746932E-2,3.2913643984623438E-2,3.2097772632013119E-2,2.7612868748387219E-2,2.3465658259944601E-2,2.0090527574499022E-2,1.7342119785863433E-2,1.7174415081838146E-2,1.7174415081838146E-2,1.7174415081838146E-2,1.7174415081838146E-2]
[null,null,null,null,null,null,null,null,null,null,null,null,null,null,null,null,null,null,null,null,null,null,null,null,null,null,null,null,null,null,null,null,null,null,null,null,null,null,null,null,null,null,null,null,null,null,null,null,null,null,null,null,null,null,null,null,null,null,null,null,null,null,null,null,null,null,null,null,null,null,null,null,null,null,null,null,null,null,null,null,null,null,null,null,null,null,"%I35th",0.25691954250765536,0.2515718988550138,0.22608108956643486,0.23201379017380722,0.22427615440195095,0.21846117786171892,0.21206581972883964,0.17922374328588517,0.17897837369735864,0.17302380250636606,0.1610598895594324,0.14644676612227631,0.13746009349235616,0.12628022731024807,0.11805946155675223,0.11805946155675223,0.11805946155675223,0.11805946155675223,35,null,0.25691954250765536,0.2515718988550138,0.22608108956643486,0.23201379017380722,0.22427615440195095,0.21846117786171892,0.21206581972883964,0.17922374328588517,0.17897837369735864,0.17302380250636606,0.1610598895594324,0.14644676612227631,0.13746009349235616,0.12628022731024807,0.11805946155675223,0.11805946155675223,0.11805946155675223,0.11805946155675223]
[null,null,null,null,null,null,null,null,null,null,null,null,null,null,null,null,null,null,null,null,null,null,null,null,null,null,null,null,null,null,null,null,null,null,null,null,null,null,null,null,null,null,null,null,null,null,null,null,null,null,null,null,null,null,null,null,null,null,null,null,null,null,null,null,null,null,null,null,null,null,null,null,null,null,null,null,null,null,null,null,null,null,null,null,null,null,"%I37th",0.20730821357787285,0.20628011332934981,0.22483390274548884,0.1872826352411881,0.17910835682016643,0.1667877662539918,0.15834739785736623,0.1490667338446898,0.14673151862548461,0.14270256814455048,0.13507196232455518,0.1217428793711427,0.11331865820795575,0.1020929511437948,9.0632870949104688E-2,9.0632870949104688E-2,9.0632870949104688E-2,9.0632870949104688E-2,37,null,0.20730821357787285,0.20628011332934981,0.22483390274548884,0.1872826352411881,0.17910835682016643,0.1667877662539918,0.15834739785736623,0.1490667338446898,0.14673151862548461,0.14270256814455048,0.13507196232455518,0.1217428793711427,0.11331865820795575,0.1020929511437948,9.0632870949104688E-2,9.0632870949104688E-2,9.0632870949104688E-2,9.0632870949104688E-2]
[null,null,null,null,null,null,null,null,null,null,null,null,null,null,null,null,null,null,null,null,null,null,null,null,null,null,null,null,null,null,null,null,null,null,null,null,null,null,null,null,null,null,null,null,null,null,null,null,null,null,null,null,null,null,null,null,null,null,null,null,null,null,null,null,null,null,null,null,null,null,null,null,null,null,null,null,null,null,null,null,null,null,null,null,null,null,"%I39th",3.5803759059053142E-2,3.0473900967527185E-2,4.6924603640326627E-2,2.3695751937440404E-2,2.2148521754648352E-2,1.3357210554723454E-2,1.1985178077917694E-2,3.3840329808297952E-2,2.7435925691454123E-2,2.4167957352541819E-2,2.2672257750758866E-2,1.9805736333059574E-2,1.7147666637104372E-2,1.423085311150908E-2,1.3365124181996287E-2,1.3365124181996287E-2,1.3365124181996287E-2,1.3365124181996287E-2,39,null,3.5803759059053142E-2,3.0473900967527185E-2,4.6924603640326627E-2,2.3695751937440404E-2,2.2148521754648352E-2,1.3357210554723454E-2,1.1985178077917694E-2,3.3840329808297952E-2,2.7435925691454123E-2,2.4167957352541819E-2,2.2672257750758866E-2,1.9805736333059574E-2,1.7147666637104372E-2,1.423085311150908E-2,1.3365124181996287E-2,1.3365124181996287E-2,1.3365124181996287E-2,1.3365124181996287E-2]
[null,null,null,null,null,null,null,null,null,null,null,null,null,null,null,null,null,null,null,null,null,null,null,null,null,null,null,null,null,null,null,null,null,null,null,null,null,null,null,null,null,null,null,null,null,null,null,null,null,null,null,null,null,null,null,null,null,null,null,null,null,null,null,null,null,null,null,null,null,null,null,null,null,null,null,null,null,null,null,null,null,null,null,null,null,null,"%I41th",0.20220850735443449,0.20085521818616792,0.16903396913730803,0.186780738764589,0.18536866289468923,0.16363423746655648,0.15671900069451536,0.1421839689952033,0.13677436501410378,0.1300729519616973,0.12584793369239194,0.1142585852431741,0.10821451689980648,0.10003703111560754,8.8233497432813474E-2,8.8233497432813474E-2,8.8233497432813474E-2,8.8233497432813474E-2,41,null,0.20220850735443449,0.20085521818616792,0.16903396913730803,0.186780738764589,0.18536866289468923,0.16363423746655648,0.15671900069451536,0.1421839689952033,0.13677436501410378,0.1300729519616973,0.12584793369239194,0.1142585852431741,0.10821451689980648,0.10003703111560754,8.8233497432813474E-2,8.8233497432813474E-2,8.8233497432813474E-2,8.8233497432813474E-2]
[null,null,null,null,null,null,null,null,null,null,null,null,null,null,null,null,null,null,null,null,null,null,null,null,null,null,null,null,null,null,null,null,null,null,null,null,null,null,null,null,null,null,null,null,null,null,null,null,null,null,null,null,null,null,null,null,null,null,null,null,null,null,null,null,null,null,null,null,null,null,null,null,null,null,null,null,null,null,null,null,null,null,null,null,null,null,"%I43th",0.14787652702700466,0.14010959573440165,0.15535289417630016,0.12071593237936525,0.12259221950977783,0.10254051700435483,0.10326282897981492,0.11490954939847049,0.11198133661930598,0.10619812775514402,0.10461956720290924,9.7575133462799557E-2,9.2326020151579993E-2,8.0447902499485288E-2,6.9482704181327501E-2,6.9482704181327501E-2,6.9482704181327501E-2,6.9482704181327501E-2,43,null,0.14787652702700466,0.14010959573440165,0.15535289417630016,0.12071593237936525,0.12259221950977783,0.10254051700435483,0.10326282897981492,0.11490954939847049,0.11198133661930598,0.10619812775514402,0.10461956720290924,9.7575133462799557E-2,9.2326020151579993E-2,8.0447902499485288E-2,6.9482704181327501E-2,6.9482704181327501E-2,6.9482704181327501E-2,6.9482704181327501E-2]
[null,null,null,null,null,null,null,null,null,null,null,null,null,null,null,null,null,null,null,null,null,null,null,null,null,null,null,null,null,null,null,null,null,null,null,null,null,null,null,null,null,null,null,null,null,null,null,null,null,null,null,null,null,null,null,null,null,null,null,null,null,null,null,null,null,null,null,null,null,null,null,null,null,null,null,null,null,null,null,null,null,null,null,null,null,null,"%I45th",2.7330401540968618E-2,2.467876480655035E-2,4.1749511570437721E-2,2.0236260398640588E-2,1.490772447146586E-2,2.0735006467862416E-2,1.898731994940436E-2,2.1430766289921268E-2,2.1413280611772556E-2,2.2161158925632359E-2,1.9134388047582523E-2,1.6118037167934963E-2,1.3772447638153848E-2,1.1048659675723835E-2,1.1642083813557113E-2,1.1642083813557113E-2,1.1642083813557113E-2,1.1642083813557113E-2,45,null,2.7330401540968618E-2,2.467876480655035E-2,4.1749511570437721E-2,2.0236260398640588E-2,1.490772447146586E-2,2.0735006467862416E-2,1.898731994940436E-2,2.1430766289921268E-2,2.1413280611772556E-2,2.2161158925632359E-2,1.9134388047582523E-2,1.6118037167934963E-2,1.3772447638153848E-2,1.1048659675723835E-2,1.1642083813557113E-2,1.1642083813557113E-2,1.1642083813557113E-2,1.1642083813557113E-2]
[null,null,null,null,null,null,null,null,null,null,null,null,null,null,null,null,null,null,null,null,null,null,null,null,null,null,null,null,null,null,null,null,null,null,null,null,null,null,null,null,null,null,null,null,null,null,null,null,null,null,null,null,null,null,null,null,null,null,null,null,null,null,null,null,null,null,null,null,null,null,null,null,null,null,null,null,null,null,null,null,null,null,null,null,null,null,"%I47th",0.17166715652315642,0.16374804204134666,0.14204608562863491,0.14677040739283692,0.14180009245972275,0.1349042912250055,0.13221912886072543,0.10559065710223342,0.10677534248570243,0.10298390016043697,9.5608613419059366E-2,8.450816841927819E-2,7.7875202645817806E-2,6.6492175331429704E-2,5.7760792371027242E-2,5.7760792371027242E-2,5.7760792371027242E-2,5.7760792371027242E-2,47,null,0.17166715652315642,0.16374804204134666,0.14204608562863491,0.14677040739283692,0.14180009245972275,0.1349042912250055,0.13221912886072543,0.10559065710223342,0.10677534248570243,0.10298390016043697,9.5608613419059366E-2,8.450816841927819E-2,7.7875202645817806E-2,6.6492175331429704E-2,5.7760792371027242E-2,5.7760792371027242E-2,5.7760792371027242E-2,5.7760792371027242E-2]
[null,null,null,null,null,null,null,null,null,null,null,null,null,null,null,null,null,null,null,null,null,null,null,null,null,null,null,null,null,null,null,null,null,null,null,null,null,null,null,null,null,null,null,null,null,null,null,null,null,null,null,null,null,null,null,null,null,null,null,null,null,null,null,null,null,null,null,null,null,null,null,null,null,null,null,null,null,null,null,null,null,null,null,null,null,null,"%I49th",9.8642549929712123E-2,9.8451932770139014E-2,0.11020638865734769,9.4381695475593788E-2,9.7734853661885321E-2,9.2955124492606733E-2,9.3320934844383918E-2,8.6986979743166187E-2,8.9676128552492157E-2,8.9338144879457404E-2,8.6083300481785474E-2,7.6419505021256051E-2,7.1355296836894372E-2,6.4106696984518402E-2,5.6236571535539431E-2,5.6236571535539431E-2,5.6236571535539431E-2,5.6236571535539431E-2,49,null,9.8642549929712123E-2,9.8451932770139014E-2,0.11020638865734769,9.4381695475593788E-2,9.7734853661885321E-2,9.2955124492606733E-2,9.3320934844383918E-2,8.6986979743166187E-2,8.9676128552492157E-2,8.9338144879457404E-2,8.6083300481785474E-2,7.6419505021256051E-2,7.1355296836894372E-2,6.4106696984518402E-2,5.6236571535539431E-2,5.6236571535539431E-2,5.6236571535539431E-2,5.6236571535539431E-2]
[null,null,null,null,null,null,null,null,null,null,null,null,null,null,null,null,null,null,null,null,null,null,null,null,null,null,null,null,null,null,null,null,null,null,null,null,null,null,null,null,null,null,null,null,null,null,null,null,null,null,null,null,null,null,null,null,null,null,null,null,null,null,null,null,null,null,null,null,null,null,null,null,null,null,null,null,null,null,null,null,null,null,null,null,null,null,null,1.2782182049910142E-2,6.7628585305821443E-3,9.404225871303535E-3,7.5007139356515831E-3,7.0120092998422895E-3,1.0120907326874521E-2,9.194935845459197E-3,1.0789073652108454E-2,8.4817658251779803E-3,5.3936225931605162E-3,2.8382194067290362E-3,1.3423414561762089E-3,9.8653944006752824E-4,1.0815627473827077E-3,1.1795114804188248E-3,1.1795114804188248E-3,1.1795114804188248E-3,1.1795114804188248E-3,null,null,1.2782182049910142E-2,6.7628585305821443E-3,9.404225871303535E-3,7.5007139356515831E-3,7.0120092998422895E-3,1.0120907326874521E-2,9.194935845459197E-3,1.0789073652108454E-2,8.4817658251779803E-3,5.3936225931605162E-3,2.8382194067290362E-3,1.3423414561762089E-3,9.8653944006752824E-4,1.0815627473827077E-3,1.1795114804188248E-3,1.1795114804188248E-3,1.1795114804188248E-3,1.1795114804188248E-3]
[null,null,null,null,null,null,null,null,null,null,null,null,null,null,null,null,null,null,null,null,null,null,null,null,null,null,null,null,null,null,null,null,null,null,null,null,null,null,null,null,null,null,null,null,null,null,null,null,null,null,null,null,null,null,null,null,null,null,null,null,null,null,null,null,null,null,null,null,null,null,null,null,null,null,null,null,null,null,null,null,null,null,null,null,null,8,"ABB Active Filter",null,null,0.95]
[null,null,null,null,null,null,null,null,null,null,null,null,null,null,null,null,null,null,null,null,null,null,null,null,null,null,null,null,null,null,null,null,null,null,null,null,null,null,null,null,null,null,null,null,null,null,null,null,null,null,null,null,null,null,null,null,null,null,null,null,null,null,null,null,null,null,null,null,null,null,null,null,null,null,null,null,null,null,null,null,null,null,null,null,null,null,"%Zloop"]
[null,null,null,null,null,null,null,null,null,null,null,null,null,null,null,null,null,null,null,null,null,null,null,null,null,null,null,null,null,null,null,null,null,null,null,null,null,null,null,null,null,null,null,null,null,null,null,null,null,null,null,null,null,null,null,null,null,null,null,null,null,null,null,null,null,null,null,null,null,null,null,null,null,null,null,null,null,null,null,null,null,null,null,null,null,null,"Kfactor"]
[null,null,null,null,null,null,null,null,null,null,null,null,null,null,null,null,null,null,null,null,null,null,null,null,null,null,null,null,null,null,null,null,null,null,null,null,null,null,null,null,null,null,null,null,null,null,null,null,null,null,null,null,null,null,null,null,null,null,null,null,null,null,null,null,null,null,null,null,null,null,null,null,null,null,null,null,null,null,null,null,null,null,null,null,null,null,"%Ithd"]
[null,null,null,null,null,null,null,null,null,null,null,null,null,null,null,null,null,null,null,null,null,null,null,null,null,null,null,null,null,null,null,null,null,null,null,null,null,null,null,null,null,null,null,null,null,null,null,null,null,null,null,null,null,null,null,null,null,null,null,null,null,null,null,null,null,null,null,null,null,null,null,null,null,null,null,null,null,null,null,null,null,null,null,null,null,null,"Irms/If"]
[null,null,null,null,null,null,null,null,null,null,null,null,null,null,null,null,null,null,null,null,null,null,null,null,null,null,null,null,null,null,null,null,null,null,null,null,null,null,null,null,null,null,null,null,null,null,null,null,null,null,null,null,null,null,null,null,null,null,null,null,null,null,null,null,null,null,null,null,null,null,null,null,null,null,null,null,null,null,null,null,null,null,null,null,null,null,"Ih/If"]
[null,null,null,null,null,null,null,null,null,null,null,null,null,null,null,null,null,null,null,null,null,null,null,null,null,null,null,null,null,null,null,null,null,null,null,null,null,null,null,null,null,null,null,null,null,null,null,null,null,null,null,null,null,null,null,null,null,null,null,null,null,null,null,null,null,null,null,null,null,null,null,null,null,null,null,null,null,null,null,null,null,null,null,null,null,null,"DispPF"]
[null,null,null,null,null,null,null,null,null,null,null,null,null,null,null,null,null,null,null,null,null,null,null,null,null,null,null,null,null,null,null,null,null,null,null,null,null,null,null,null,null,null,null,null,null,null,null,null,null,null,null,null,null,null,null,null,null,null,null,null,null,null,null,null,null,null,null,null,null,null,null,null,null,null,null,null,null,null,null,null,null,null,null,null,null,null,"ActPF"]
[null,null,null,null,null,null,null,null,null,null,null,null,null,null,null,null,null,null,null,null,null,null,null,null,null,null,null,null,null,null,null,null,null,null,null,null,null,null,null,null,null,null,null,null,null,null,null,null,null,null,null,null,null,null,null,null,null,null,null,null,null,null,null,null,null,null,null,null,null,null,null,null,null,null,null,null,null,null,null,null,null,null,null,null,null,null,"%Vthd"]
[null,null,null,null,null,null,null,null,null,null,null,null,null,null,null,null,null,null,null,null,null,null,null,null,null,null,null,null,null,null,null,null,null,null,null,null,null,null,null,null,null,null,null,null,null,null,null,null,null,null,null,null,null,null,null,null,null,null,null,null,null,null,null,null,null,null,null,null,null,null,null,null,null,null,null,null,null,null,null,null,null,null,null,null,null,null,"Vrms/Vs"]
[null,null,null,null,null,null,null,null,null,null,null,null,null,null,null,null,null,null,null,null,null,null,null,null,null,null,null,null,null,null,null,null,null,null,null,null,null,null,null,null,null,null,null,null,null,null,null,null,null,null,null,null,null,null,null,null,null,null,null,null,null,null,null,null,null,null,null,null,null,null,null,null,null,null,null,null,null,null,null,null,null,null,null,null,null,null,"Vbus/Vs"]
[null,null,null,null,null,null,null,null,null,null,null,null,null,null,null,null,null,null,null,null,null,null,null,null,null,null,null,null,null,null,null,null,null,null,null,null,null,null,null,null,null,null,null,null,null,null,null,null,null,null,null,null,null,null,null,null,null,null,null,null,null,null,null,null,null,null,null,null,null,null,null,null,null,null,null,null,null,null,null,null,null,null,null,null,null,null,"%I2nd"]
[]
[null,null,null,null,null,null,null,null,null,null,null,null,null,null,null,null,null,null,null,null,null,null,null,null,null,null,null,null,null,null,null,null,null,null,null,null,null,null,null,null,null,null,null,null,null,null,null,null,null,null,null,null,null,null,null,null,null,null,null,null,null,null,null,null,null,null,null,null,null,null,null,null,null,null,null,null,null,null,null,null,null,null,null,null,null,null,"%I4th"]
[null,null,null,null,null,null,null,null,null,null,null,null,null,null,null,null,null,null,null,null,null,null,null,null,null,null,null,null,null,null,null,null,null,null,null,null,null,null,null,null,null,null,null,null,null,null,null,null,null,null,null,null,null,null,null,null,null,null,null,null,null,null,null,null,null,null,null,null,null,null,null,null,null,null,null,null,null,null,null,null,null,null,null,null,null,null,"%I5th"]
[]
[null,null,null,null,null,null,null,null,null,null,null,null,null,null,null,null,null,null,null,null,null,null,null,null,null,null,null,null,null,null,null,null,null,null,null,null,null,null,null,null,null,null,null,null,null,null,null,null,null,null,null,null,null,null,null,null,null,null,null,null,null,null,null,null,null,null,null,null,null,null,null,null,null,null,null,null,null,null,null,null,null,null,null,null,null,null,"%I7th"]
[null,null,null,null,null,null,null,null,null,null,null,null,null,null,null,null,null,null,null,null,null,null,null,null,null,null,null,null,null,null,null,null,null,null,null,null,null,null,null,null,null,null,null,null,null,null,null,null,null,null,null,null,null,null,null,null,null,null,null,null,null,null,null,null,null,null,null,null,null,null,null,null,null,null,null,null,null,null,null,null,null,null,null,null,null,null,"%I8th"]
[]
[null,null,null,null,null,null,null,null,null,null,null,null,null,null,null,null,null,null,null,null,null,null,null,null,null,null,null,null,null,null,null,null,null,null,null,null,null,null,null,null,null,null,null,null,null,null,null,null,null,null,null,null,null,null,null,null,null,null,null,null,null,null,null,null,null,null,null,null,null,null,null,null,null,null,null,null,null,null,null,null,null,null,null,null,null,null,"%I10th"]
[null,null,null,null,null,null,null,null,null,null,null,null,null,null,null,null,null,null,null,null,null,null,null,null,null,null,null,null,null,null,null,null,null,null,null,null,null,null,null,null,null,null,null,null,null,null,null,null,null,null,null,null,null,null,null,null,null,null,null,null,null,null,null,null,null,null,null,null,null,null,null,null,null,null,null,null,null,null,null,null,null,null,null,null,null,null,"%I11th"]
[]
[null,null,null,null,null,null,null,null,null,null,null,null,null,null,null,null,null,null,null,null,null,null,null,null,null,null,null,null,null,null,null,null,null,null,null,null,null,null,null,null,null,null,null,null,null,null,null,null,null,null,null,null,null,null,null,null,null,null,null,null,null,null,null,null,null,null,null,null,null,null,null,null,null,null,null,null,null,null,null,null,null,null,null,null,null,null,"%I13th"]
[null,null,null,null,null,null,null,null,null,null,null,null,null,null,null,null,null,null,null,null,null,null,null,null,null,null,null,null,null,null,null,null,null,null,null,null,null,null,null,null,null,null,null,null,null,null,null,null,null,null,null,null,null,null,null,null,null,null,null,null,null,null,null,null,null,null,null,null,null,null,null,null,null,null,null,null,null,null,null,null,null,null,null,null,null,null,"%I14th"]
[]
[null,null,null,null,null,null,null,null,null,null,null,null,null,null,null,null,null,null,null,null,null,null,null,null,null,null,null,null,null,null,null,null,null,null,null,null,null,null,null,null,null,null,null,null,null,null,null,null,null,null,null,null,null,null,null,null,null,null,null,null,null,null,null,null,null,null,null,null,null,null,null,null,null,null,null,null,null,null,null,null,null,null,null,null,null,null,"%I16th"]
[null,null,null,null,null,null,null,null,null,null,null,null,null,null,null,null,null,null,null,null,null,null,null,null,null,null,null,null,null,null,null,null,null,null,null,null,null,null,null,null,null,null,null,null,null,null,null,null,null,null,null,null,null,null,null,null,null,null,null,null,null,null,null,null,null,null,null,null,null,null,null,null,null,null,null,null,null,null,null,null,null,null,null,null,null,null,"%I17th"]
[]
[null,null,null,null,null,null,null,null,null,null,null,null,null,null,null,null,null,null,null,null,null,null,null,null,null,null,null,null,null,null,null,null,null,null,null,null,null,null,null,null,null,null,null,null,null,null,null,null,null,null,null,null,null,null,null,null,null,null,null,null,null,null,null,null,null,null,null,null,null,null,null,null,null,null,null,null,null,null,null,null,null,null,null,null,null,null,"%I19th"]
[null,null,null,null,null,null,null,null,null,null,null,null,null,null,null,null,null,null,null,null,null,null,null,null,null,null,null,null,null,null,null,null,null,null,null,null,null,null,null,null,null,null,null,null,null,null,null,null,null,null,null,null,null,null,null,null,null,null,null,null,null,null,null,null,null,null,null,null,null,null,null,null,null,null,null,null,null,null,null,null,null,null,null,null,null,null,"%I20th"]
[]
[null,null,null,null,null,null,null,null,null,null,null,null,null,null,null,null,null,null,null,null,null,null,null,null,null,null,null,null,null,null,null,null,null,null,null,null,null,null,null,null,null,null,null,null,null,null,null,null,null,null,null,null,null,null,null,null,null,null,null,null,null,null,null,null,null,null,null,null,null,null,null,null,null,null,null,null,null,null,null,null,null,null,null,null,null,null,"%I22th"]
[null,null,null,null,null,null,null,null,null,null,null,null,null,null,null,null,null,null,null,null,null,null,null,null,null,null,null,null,null,null,null,null,null,null,null,null,null,null,null,null,null,null,null,null,null,null,null,null,null,null,null,null,null,null,null,null,null,null,null,null,null,null,null,null,null,null,null,null,null,null,null,null,null,null,null,null,null,null,null,null,null,null,null,null,null,null,"%I23th"]
[]
[null,null,null,null,null,null,null,null,null,null,null,null,null,null,null,null,null,null,null,null,null,null,null,null,null,null,null,null,null,null,null,null,null,null,null,null,null,null,null,null,null,null,null,null,null,null,null,null,null,null,null,null,null,null,null,null,null,null,null,null,null,null,null,null,null,null,null,null,null,null,null,null,null,null,null,null,null,null,null,null,null,null,null,null,null,null,"%I25th"]
[]
[]
[]
[null,null,null,null,null,null,null,null,null,null,null,null,null,null,null,null,null,null,null,null,null,null,null,null,null,null,null,null,null,null,null,null,null,null,null,null,null,null,null,null,null,null,null,null,null,null,null,null,null,null,null,null,null,null,null,null,null,null,null,null,null,null,null,null,null,null,null,null,null,null,null,null,null,null,null,null,null,null,null,null,null,null,null,null,null,null,"%I29th"]
[]
[null,null,null,null,null,null,null,null,null,null,null,null,null,null,null,null,null,null,null,null,null,null,null,null,null,null,null,null,null,null,null,null,null,null,null,null,null,null,null,null,null,null,null,null,null,null,null,null,null,null,null,null,null,null,null,null,null,null,null,null,null,null,null,null,null,null,null,null,null,null,null,null,null,null,null,null,null,null,null,null,null,null,null,null,null,null,"%I31th"]
[]
[]
[null,null,null,null,null,null,null,null,null,null,null,null,null,null,null,null,null,null,null,null,null,null,null,null,null,null,null,null,null,null,null,null,null,null,null,null,null,null,null,null,null,null,null,null,null,null,null,null,null,null,null,null,null,null,null,null,null,null,null,null,null,null,null,null,null,null,null,null,null,null,null,null,null,null,null,null,null,null,null,null,null,null,null,null,null,null,"%I35th"]
[null,null,null,null,null,null,null,null,null,null,null,null,null,null,null,null,null,null,null,null,null,null,null,null,null,null,null,null,null,null,null,null,null,null,null,null,null,null,null,null,null,null,null,null,null,null,null,null,null,null,null,null,null,null,null,null,null,null,null,null,null,null,null,null,null,null,null,null,null,null,null,null,null,null,null,null,null,null,null,null,null,null,null,null,null,null,"%I37th"]
[]
[null,null,null,null,null,null,null,null,null,null,null,null,null,null,null,null,null,null,null,null,null,null,null,null,null,null,null,null,null,null,null,null,null,null,null,null,null,null,null,null,null,null,null,null,null,null,null,null,null,null,null,null,null,null,null,null,null,null,null,null,null,null,null,null,null,null,null,null,null,null,null,null,null,null,null,null,null,null,null,null,null,null,null,null,null,null,"%I41th"]
[null,null,null,null,null,null,null,null,null,null,null,null,null,null,null,null,null,null,null,null,null,null,null,null,null,null,null,null,null,null,null,null,null,null,null,null,null,null,null,null,null,null,null,null,null,null,null,null,null,null,null,null,null,null,null,null,null,null,null,null,null,null,null,null,null,null,null,null,null,null,null,null,null,null,null,null,null,null,null,null,null,null,null,null,null,null,"%I43th"]
[]
[null,null,null,null,null,null,null,null,null,null,null,null,null,null,null,null,null,null,null,null,null,null,null,null,null,null,null,null,null,null,null,null,null,null,null,null,null,null,null,null,null,null,null,null,null,null,null,null,null,null,null,null,null,null,null,null,null,null,null,null,null,null,null,null,null,null,null,null,null,null,null,null,null,null,null,null,null,null,null,null,null,null,null,null,null,null,"%I47th"]
[null,null,null,null,null,null,null,null,null,null,null,null,null,null,null,null,null,null,null,null,null,null,null,null,null,null,null,null,null,null,null,null,null,null,null,null,null,null,null,null,null,null,null,null,null,null,null,null,null,null,null,null,null,null,null,null,null,null,null,null,null,null,null,null,null,null,null,null,null,null,null,null,null,null,null,null,null,null,null,null,null,null,null,null,null,null,"%I49th"]
[]
[null,null,null,null,null,null,null,null,null,null,null,null,null,null,null,null,null,null,null,null,null,null,null,null,null,null,null,null,null,null,null,null,null,null,null,null,null,null,null,null,null,null,null,null,null,null,null,null,null,null,null,null,null,null,null,null,null,null,null,null,null,null,null,null,null,null,null,null,null,null,null,null,null,null,null,null,null,null,null,null,null,null,null,null,null,9]
[null,null,null,null,null,null,null,null,null,null,null,null,null,null,null,null,null,null,null,null,null,null,null,null,null,null,null,null,null,null,null,null,null,null,null,null,null,null,null,null,null,null,null,null,null,null,null,null,null,null,null,null,null,null,null,null,null,null,null,null,null,null,null,null,null,null,null,null,null,null,null,null,null,null,null,null,null,null,null,null,null,null,null,null,null,null,"%Zloop"]
[null,null,null,null,null,null,null,null,null,null,null,null,null,null,null,null,null,null,null,null,null,null,null,null,null,null,null,null,null,null,null,null,null,null,null,null,null,null,null,null,null,null,null,null,null,null,null,null,null,null,null,null,null,null,null,null,null,null,null,null,null,null,null,null,null,null,null,null,null,null,null,null,null,null,null,null,null,null,null,null,null,null,null,null,null,null,"Kfactor"]
[null,null,null,null,null,null,null,null,null,null,null,null,null,null,null,null,null,null,null,null,null,null,null,null,null,null,null,null,null,null,null,null,null,null,null,null,null,null,null,null,null,null,null,null,null,null,null,null,null,null,null,null,null,null,null,null,null,null,null,null,null,null,null,null,null,null,null,null,null,null,null,null,null,null,null,null,null,null,null,null,null,null,null,null,null,null,"%Ithd"]
[null,null,null,null,null,null,null,null,null,null,null,null,null,null,null,null,null,null,null,null,null,null,null,null,null,null,null,null,null,null,null,null,null,null,null,null,null,null,null,null,null,null,null,null,null,null,null,null,null,null,null,null,null,null,null,null,null,null,null,null,null,null,null,null,null,null,null,null,null,null,null,null,null,null,null,null,null,null,null,null,null,null,null,null,null,null,"Irms/If"]
[null,null,null,null,null,null,null,null,null,null,null,null,null,null,null,null,null,null,null,null,null,null,null,null,null,null,null,null,null,null,null,null,null,null,null,null,null,null,null,null,null,null,null,null,null,null,null,null,null,null,null,null,null,null,null,null,null,null,null,null,null,null,null,null,null,null,null,null,null,null,null,null,null,null,null,null,null,null,null,null,null,null,null,null,null,null,"Ih/If"]
[null,null,null,null,null,null,null,null,null,null,null,null,null,null,null,null,null,null,null,null,null,null,null,null,null,null,null,null,null,null,null,null,null,null,null,null,null,null,null,null,null,null,null,null,null,null,null,null,null,null,null,null,null,null,null,null,null,null,null,null,null,null,null,null,null,null,null,null,null,null,null,null,null,null,null,null,null,null,null,null,null,null,null,null,null,null,"DispPF"]
[null,null,null,null,null,null,null,null,null,null,null,null,null,null,null,null,null,null,null,null,null,null,null,null,null,null,null,null,null,null,null,null,null,null,null,null,null,null,null,null,null,null,null,null,null,null,null,null,null,null,null,null,null,null,null,null,null,null,null,null,null,null,null,null,null,null,null,null,null,null,null,null,null,null,null,null,null,null,null,null,null,null,null,null,null,null,"ActPF"]
[null,null,null,null,null,null,null,null,null,null,null,null,null,null,null,null,null,null,null,null,null,null,null,null,null,null,null,null,null,null,null,null,null,null,null,null,null,null,null,null,null,null,null,null,null,null,null,null,null,null,null,null,null,null,null,null,null,null,null,null,null,null,null,null,null,null,null,null,null,null,null,null,null,null,null,null,null,null,null,null,null,null,null,null,null,null,"%Vthd"]
[null,null,null,null,null,null,null,null,null,null,null,null,null,null,null,null,null,null,null,null,null,null,null,null,null,null,null,null,null,null,null,null,null,null,null,null,null,null,null,null,null,null,null,null,null,null,null,null,null,null,null,null,null,null,null,null,null,null,null,null,null,null,null,null,null,null,null,null,null,null,null,null,null,null,null,null,null,null,null,null,null,null,null,null,null,null,"Vrms/Vs"]
[null,null,null,null,null,null,null,null,null,null,null,null,null,null,null,null,null,null,null,null,null,null,null,null,null,null,null,null,null,null,null,null,null,null,null,null,null,null,null,null,null,null,null,null,null,null,null,null,null,null,null,null,null,null,null,null,null,null,null,null,null,null,null,null,null,null,null,null,null,null,null,null,null,null,null,null,null,null,null,null,null,null,null,null,null,null,"Vbus/Vs"]
[null,null,null,null,null,null,null,null,null,null,null,null,null,null,null,null,null,null,null,null,null,null,null,null,null,null,null,null,null,null,null,null,null,null,null,null,null,null,null,null,null,null,null,null,null,null,null,null,null,null,null,null,null,null,null,null,null,null,null,null,null,null,null,null,null,null,null,null,null,null,null,null,null,null,null,null,null,null,null,null,null,null,null,null,null,null,"%I2nd"]
[null,null,null,null,null,null,null,null,null,null,null,null,null,null,null,null,null,null,null,null,null,null,null,null,null,null,null,null,null,null,null,null,null,null,null,null,null,null,null,null,null,null,null,null,null,null,null,null,null,null,null,null,null,null,null,null,null,null,null,null,null,null,null,null,null,null,null,null,null,null,null,null,null,null,null,null,null,null,null,null,null,null,null,null,null,null,"%I3rd"]
[null,null,null,null,null,null,null,null,null,null,null,null,null,null,null,null,null,null,null,null,null,null,null,null,null,null,null,null,null,null,null,null,null,null,null,null,null,null,null,null,null,null,null,null,null,null,null,null,null,null,null,null,null,null,null,null,null,null,null,null,null,null,null,null,null,null,null,null,null,null,null,null,null,null,null,null,null,null,null,null,null,null,null,null,null,null,"%I4th"]
[null,null,null,null,null,null,null,null,null,null,null,null,null,null,null,null,null,null,null,null,null,null,null,null,null,null,null,null,null,null,null,null,null,null,null,null,null,null,null,null,null,null,null,null,null,null,null,null,null,null,null,null,null,null,null,null,null,null,null,null,null,null,null,null,null,null,null,null,null,null,null,null,null,null,null,null,null,null,null,null,null,null,null,null,null,null,"%I5th"]
[null,null,null,null,null,null,null,null,null,null,null,null,null,null,null,null,null,null,null,null,null,null,null,null,null,null,null,null,null,null,null,null,null,null,null,null,null,null,null,null,null,null,null,null,null,null,null,null,null,null,null,null,null,null,null,null,null,null,null,null,null,null,null,null,null,null,null,null,null,null,null,null,null,null,null,null,null,null,null,null,null,null,null,null,null,null,"%I6th"]
[null,null,null,null,null,null,null,null,null,null,null,null,null,null,null,null,null,null,null,null,null,null,null,null,null,null,null,null,null,null,null,null,null,null,null,null,null,null,null,null,null,null,null,null,null,null,null,null,null,null,null,null,null,null,null,null,null,null,null,null,null,null,null,null,null,null,null,null,null,null,null,null,null,null,null,null,null,null,null,null,null,null,null,null,null,null,"%I7th"]
[null,null,null,null,null,null,null,null,null,null,null,null,null,null,null,null,null,null,null,null,null,null,null,null,null,null,null,null,null,null,null,null,null,null,null,null,null,null,null,null,null,null,null,null,null,null,null,null,null,null,null,null,null,null,null,null,null,null,null,null,null,null,null,null,null,null,null,null,null,null,null,null,null,null,null,null,null,null,null,null,null,null,null,null,null,null,"%I8th"]
[null,null,null,null,null,null,null,null,null,null,null,null,null,null,null,null,null,null,null,null,null,null,null,null,null,null,null,null,null,null,null,null,null,null,null,null,null,null,null,null,null,null,null,null,null,null,null,null,null,null,null,null,null,null,null,null,null,null,null,null,null,null,null,null,null,null,null,null,null,null,null,null,null,null,null,null,null,null,null,null,null,null,null,null,null,null,"%I9th"]
[null,null,null,null,null,null,null,null,null,null,null,null,null,null,null,null,null,null,null,null,null,null,null,null,null,null,null,null,null,null,null,null,null,null,null,null,null,null,null,null,null,null,null,null,null,null,null,null,null,null,null,null,null,null,null,null,null,null,null,null,null,null,null,null,null,null,null,null,null,null,null,null,null,null,null,null,null,null,null,null,null,null,null,null,null,null,"%I10th"]
[null,null,null,null,null,null,null,null,null,null,null,null,null,null,null,null,null,null,null,null,null,null,null,null,null,null,null,null,null,null,null,null,null,null,null,null,null,null,null,null,null,null,null,null,null,null,null,null,null,null,null,null,null,null,null,null,null,null,null,null,null,null,null,null,null,null,null,null,null,null,null,null,null,null,null,null,null,null,null,null,null,null,null,null,null,null,"%I11th"]
[null,null,null,null,null,null,null,null,null,null,null,null,null,null,null,null,null,null,null,null,null,null,null,null,null,null,null,null,null,null,null,null,null,null,null,null,null,null,null,null,null,null,null,null,null,null,null,null,null,null,null,null,null,null,null,null,null,null,null,null,null,null,null,null,null,null,null,null,null,null,null,null,null,null,null,null,null,null,null,null,null,null,null,null,null,null,"%I12th"]
[null,null,null,null,null,null,null,null,null,null,null,null,null,null,null,null,null,null,null,null,null,null,null,null,null,null,null,null,null,null,null,null,null,null,null,null,null,null,null,null,null,null,null,null,null,null,null,null,null,null,null,null,null,null,null,null,null,null,null,null,null,null,null,null,null,null,null,null,null,null,null,null,null,null,null,null,null,null,null,null,null,null,null,null,null,null,"%I13th"]
[null,null,null,null,null,null,null,null,null,null,null,null,null,null,null,null,null,null,null,null,null,null,null,null,null,null,null,null,null,null,null,null,null,null,null,null,null,null,null,null,null,null,null,null,null,null,null,null,null,null,null,null,null,null,null,null,null,null,null,null,null,null,null,null,null,null,null,null,null,null,null,null,null,null,null,null,null,null,null,null,null,null,null,null,null,null,"%I14th"]
[null,null,null,null,null,null,null,null,null,null,null,null,null,null,null,null,null,null,null,null,null,null,null,null,null,null,null,null,null,null,null,null,null,null,null,null,null,null,null,null,null,null,null,null,null,null,null,null,null,null,null,null,null,null,null,null,null,null,null,null,null,null,null,null,null,null,null,null,null,null,null,null,null,null,null,null,null,null,null,null,null,null,null,null,null,null,"%I15th"]
[null,null,null,null,null,null,null,null,null,null,null,null,null,null,null,null,null,null,null,null,null,null,null,null,null,null,null,null,null,null,null,null,null,null,null,null,null,null,null,null,null,null,null,null,null,null,null,null,null,null,null,null,null,null,null,null,null,null,null,null,null,null,null,null,null,null,null,null,null,null,null,null,null,null,null,null,null,null,null,null,null,null,null,null,null,null,"%I16th"]
[null,null,null,null,null,null,null,null,null,null,null,null,null,null,null,null,null,null,null,null,null,null,null,null,null,null,null,null,null,null,null,null,null,null,null,null,null,null,null,null,null,null,null,null,null,null,null,null,null,null,null,null,null,null,null,null,null,null,null,null,null,null,null,null,null,null,null,null,null,null,null,null,null,null,null,null,null,null,null,null,null,null,null,null,null,null,"%I17th"]
[null,null,null,null,null,null,null,null,null,null,null,null,null,null,null,null,null,null,null,null,null,null,null,null,null,null,null,null,null,null,null,null,null,null,null,null,null,null,null,null,null,null,null,null,null,null,null,null,null,null,null,null,null,null,null,null,null,null,null,null,null,null,null,null,null,null,null,null,null,null,null,null,null,null,null,null,null,null,null,null,null,null,null,null,null,null,"%I18th"]
[null,null,null,null,null,null,null,null,null,null,null,null,null,null,null,null,null,null,null,null,null,null,null,null,null,null,null,null,null,null,null,null,null,null,null,null,null,null,null,null,null,null,null,null,null,null,null,null,null,null,null,null,null,null,null,null,null,null,null,null,null,null,null,null,null,null,null,null,null,null,null,null,null,null,null,null,null,null,null,null,null,null,null,null,null,null,"%I19th"]
[null,null,null,null,null,null,null,null,null,null,null,null,null,null,null,null,null,null,null,null,null,null,null,null,null,null,null,null,null,null,null,null,null,null,null,null,null,null,null,null,null,null,null,null,null,null,null,null,null,null,null,null,null,null,null,null,null,null,null,null,null,null,null,null,null,null,null,null,null,null,null,null,null,null,null,null,null,null,null,null,null,null,null,null,null,null,"%I20th"]
[null,null,null,null,null,null,null,null,null,null,null,null,null,null,null,null,null,null,null,null,null,null,null,null,null,null,null,null,null,null,null,null,null,null,null,null,null,null,null,null,null,null,null,null,null,null,null,null,null,null,null,null,null,null,null,null,null,null,null,null,null,null,null,null,null,null,null,null,null,null,null,null,null,null,null,null,null,null,null,null,null,null,null,null,null,null,"%I21th"]
[null,null,null,null,null,null,null,null,null,null,null,null,null,null,null,null,null,null,null,null,null,null,null,null,null,null,null,null,null,null,null,null,null,null,null,null,null,null,null,null,null,null,null,null,null,null,null,null,null,null,null,null,null,null,null,null,null,null,null,null,null,null,null,null,null,null,null,null,null,null,null,null,null,null,null,null,null,null,null,null,null,null,null,null,null,null,"%I22th"]
[null,null,null,null,null,null,null,null,null,null,null,null,null,null,null,null,null,null,null,null,null,null,null,null,null,null,null,null,null,null,null,null,null,null,null,null,null,null,null,null,null,null,null,null,null,null,null,null,null,null,null,null,null,null,null,null,null,null,null,null,null,null,null,null,null,null,null,null,null,null,null,null,null,null,null,null,null,null,null,null,null,null,null,null,null,null,"%I23th"]
[null,null,null,null,null,null,null,null,null,null,null,null,null,null,null,null,null,null,null,null,null,null,null,null,null,null,null,null,null,null,null,null,null,null,null,null,null,null,null,null,null,null,null,null,null,null,null,null,null,null,null,null,null,null,null,null,null,null,null,null,null,null,null,null,null,null,null,null,null,null,null,null,null,null,null,null,null,null,null,null,null,null,null,null,null,null,"%I24th"]
[null,null,null,null,null,null,null,null,null,null,null,null,null,null,null,null,null,null,null,null,null,null,null,null,null,null,null,null,null,null,null,null,null,null,null,null,null,null,null,null,null,null,null,null,null,null,null,null,null,null,null,null,null,null,null,null,null,null,null,null,null,null,null,null,null,null,null,null,null,null,null,null,null,null,null,null,null,null,null,null,null,null,null,null,null,null,"%I25th"]
[null,null,null,null,null,null,null,null,null,null,null,null,null,null,null,null,null,null,null,null,null,null,null,null,null,null,null,null,null,null,null,null,null,null,null,null,null,null,null,null,null,null,null,null,null,null,null,null,null,null,null,null,null,null,null,null,null,null,null,null,null,null,null,null,null,null,null,null,null,null,null,null,null,null,null,null,null,null,null,null,null,null,null,null,null,null,"%I26th"]
[null,null,null,null,null,null,null,null,null,null,null,null,null,null,null,null,null,null,null,null,null,null,null,null,null,null,null,null,null,null,null,null,null,null,null,null,null,null,null,null,null,null,null,null,null,null,null,null,null,null,null,null,null,null,null,null,null,null,null,null,null,null,null,null,null,null,null,null,null,null,null,null,null,null,null,null,null,null,null,null,null,null,null,null,null,null,"%I27th"]
[null,null,null,null,null,null,null,null,null,null,null,null,null,null,null,null,null,null,null,null,null,null,null,null,null,null,null,null,null,null,null,null,null,null,null,null,null,null,null,null,null,null,null,null,null,null,null,null,null,null,null,null,null,null,null,null,null,null,null,null,null,null,null,null,null,null,null,null,null,null,null,null,null,null,null,null,null,null,null,null,null,null,null,null,null,null,"%I28th"]
[null,null,null,null,null,null,null,null,null,null,null,null,null,null,null,null,null,null,null,null,null,null,null,null,null,null,null,null,null,null,null,null,null,null,null,null,null,null,null,null,null,null,null,null,null,null,null,null,null,null,null,null,null,null,null,null,null,null,null,null,null,null,null,null,null,null,null,null,null,null,null,null,null,null,null,null,null,null,null,null,null,null,null,null,null,null,"%I29th"]
[null,null,null,null,null,null,null,null,null,null,null,null,null,null,null,null,null,null,null,null,null,null,null,null,null,null,null,null,null,null,null,null,null,null,null,null,null,null,null,null,null,null,null,null,null,null,null,null,null,null,null,null,null,null,null,null,null,null,null,null,null,null,null,null,null,null,null,null,null,null,null,null,null,null,null,null,null,null,null,null,null,null,null,null,null,null,"%I30th"]
[null,null,null,null,null,null,null,null,null,null,null,null,null,null,null,null,null,null,null,null,null,null,null,null,null,null,null,null,null,null,null,null,null,null,null,null,null,null,null,null,null,null,null,null,null,null,null,null,null,null,null,null,null,null,null,null,null,null,null,null,null,null,null,null,null,null,null,null,null,null,null,null,null,null,null,null,null,null,null,null,null,null,null,null,null,null,"%I31th"]
[null,null,null,null,null,null,null,null,null,null,null,null,null,null,null,null,null,null,null,null,null,null,null,null,null,null,null,null,null,null,null,null,null,null,null,null,null,null,null,null,null,null,null,null,null,null,null,null,null,null,null,null,null,null,null,null,null,null,null,null,null,null,null,null,null,null,null,null,null,null,null,null,null,null,null,null,null,null,null,null,null,null,null,null,null,null,"%I32th"]
[null,null,null,null,null,null,null,null,null,null,null,null,null,null,null,null,null,null,null,null,null,null,null,null,null,null,null,null,null,null,null,null,null,null,null,null,null,null,null,null,null,null,null,null,null,null,null,null,null,null,null,null,null,null,null,null,null,null,null,null,null,null,null,null,null,null,null,null,null,null,null,null,null,null,null,null,null,null,null,null,null,null,null,null,null,null,"%I33rd"]
[null,null,null,null,null,null,null,null,null,null,null,null,null,null,null,null,null,null,null,null,null,null,null,null,null,null,null,null,null,null,null,null,null,null,null,null,null,null,null,null,null,null,null,null,null,null,null,null,null,null,null,null,null,null,null,null,null,null,null,null,null,null,null,null,null,null,null,null,null,null,null,null,null,null,null,null,null,null,null,null,null,null,null,null,null,null,"%I35th"]
[null,null,null,null,null,null,null,null,null,null,null,null,null,null,null,null,null,null,null,null,null,null,null,null,null,null,null,null,null,null,null,null,null,null,null,null,null,null,null,null,null,null,null,null,null,null,null,null,null,null,null,null,null,null,null,null,null,null,null,null,null,null,null,null,null,null,null,null,null,null,null,null,null,null,null,null,null,null,null,null,null,null,null,null,null,null,"%I37th"]
[null,null,null,null,null,null,null,null,null,null,null,null,null,null,null,null,null,null,null,null,null,null,null,null,null,null,null,null,null,null,null,null,null,null,null,null,null,null,null,null,null,null,null,null,null,null,null,null,null,null,null,null,null,null,null,null,null,null,null,null,null,null,null,null,null,null,null,null,null,null,null,null,null,null,null,null,null,null,null,null,null,null,null,null,null,null,"%I39th"]
[null,null,null,null,null,null,null,null,null,null,null,null,null,null,null,null,null,null,null,null,null,null,null,null,null,null,null,null,null,null,null,null,null,null,null,null,null,null,null,null,null,null,null,null,null,null,null,null,null,null,null,null,null,null,null,null,null,null,null,null,null,null,null,null,null,null,null,null,null,null,null,null,null,null,null,null,null,null,null,null,null,null,null,null,null,null,"%I41th"]
[null,null,null,null,null,null,null,null,null,null,null,null,null,null,null,null,null,null,null,null,null,null,null,null,null,null,null,null,null,null,null,null,null,null,null,null,null,null,null,null,null,null,null,null,null,null,null,null,null,null,null,null,null,null,null,null,null,null,null,null,null,null,null,null,null,null,null,null,null,null,null,null,null,null,null,null,null,null,null,null,null,null,null,null,null,null,"%I43th"]
[null,null,null,null,null,null,null,null,null,null,null,null,null,null,null,null,null,null,null,null,null,null,null,null,null,null,null,null,null,null,null,null,null,null,null,null,null,null,null,null,null,null,null,null,null,null,null,null,null,null,null,null,null,null,null,null,null,null,null,null,null,null,null,null,null,null,null,null,null,null,null,null,null,null,null,null,null,null,null,null,null,null,null,null,null,null,"%I45th"]
[null,null,null,null,null,null,null,null,null,null,null,null,null,null,null,null,null,null,null,null,null,null,null,null,null,null,null,null,null,null,null,null,null,null,null,null,null,null,null,null,null,null,null,null,null,null,null,null,null,null,null,null,null,null,null,null,null,null,null,null,null,null,null,null,null,null,null,null,null,null,null,null,null,null,null,null,null,null,null,null,null,null,null,null,null,null,"%I47th"]
[null,null,null,null,null,null,null,null,null,null,null,null,null,null,null,null,null,null,null,null,null,null,null,null,null,null,null,null,null,null,null,null,null,null,null,null,null,null,null,null,null,null,null,null,null,null,null,null,null,null,null,null,null,null,null,null,null,null,null,null,null,null,null,null,null,null,null,null,null,null,null,null,null,null,null,null,null,null,null,null,null,null,null,null,null,null,"%I49th"]
[]
[null,null,null,null,null,null,null,null,null,null,null,null,null,null,null,null,null,null,null,null,null,null,null,null,null,null,null,null,null,null,null,null,null,null,null,null,null,null,null,null,null,null,null,null,null,null,null,null,null,null,null,null,null,null,null,null,null,null,null,null,null,null,null,null,null,null,null,null,null,null,null,null,null,null,null,null,null,null,null,null,null,null,null,null,null,10,"MTE"]
[null,null,null,null,null,null,null,null,null,null,null,null,null,null,null,null,null,null,null,null,null,null,null,null,null,null,null,null,null,null,null,null,null,null,null,null,null,null,null,null,null,null,null,null,null,null,null,null,null,null,null,null,null,null,null,null,null,null,null,null,null,null,null,null,null,null,null,null,null,null,null,null,null,null,null,null,null,null,null,null,null,null,null,null,null,null,"%Zloop",0.1,0.5,1,2,3,4,5,6,7,8,10,12,14,18,21,100,1000,10000,2.75]
[null,null,null,null,null,null,null,null,null,null,null,null,null,null,null,null,null,null,null,null,null,null,null,null,null,null,null,null,null,null,null,null,null,null,null,null,null,null,null,null,null,null,null,null,null,null,null,null,null,null,null,null,null,null,null,null,null,null,null,null,null,null,null,null,null,null,null,null,null,null,null,null,null,null,null,null,null,null,null,null,null,null,null,null,null,null,"Kfactor",{"$f":"+(10000+SUMPRODUCT(CJ481:CJ520,$DB481:$DB520,CJ481:CJ520,$DB481:$DB520))/10000/CJ474^2","v":4.5234812688430788},{"$f":"+(10000+SUMPRODUCT(CK481:CK520,$DB481:$DB520,CK481:CK520,$DB481:$DB520))/10000/CK474^2","v":2.5904771088079346},2.2284812995763015,1.9356870942379658,2.0150669778904597,1.8663904018552708,1.6279273902636064,1.6466942600720469,1.6340349289536731,1.4426991464533025,1.4426991464533025,1.4426991464533025,1.4426991464533025,1.4426991464533025,1.4426991464533025,1.4426991464533025,1.4426991464533025,1.4426991464533025]
[null,null,null,null,null,null,null,null,null,null,null,null,null,null,null,null,null,null,null,null,null,null,null,null,null,null,null,null,null,null,null,null,null,null,null,null,null,null,null,null,null,null,null,null,null,null,null,null,null,null,null,null,null,null,null,null,null,null,null,null,null,null,null,null,null,null,null,null,null,null,null,null,null,null,null,null,null,null,null,null,null,null,null,null,null,null,"%Ithd",{"$f":"+SQRT(SUMSQ(CJ481:CJ520))","v":16.882189301894464},{"$f":"+SQRT(SUMSQ(CK481:CK520))","v":11.254792867929643},10.498266821242446,9.6320688328105302,9.0499236875235596,8.3834416411161339,7.630742100215417,7.2939829654311641,6.9378526937374509,6.3180015629944251,6.3180015629944251,6.3180015629944251,6.3180015629944251,6.3180015629944251,6.3180015629944251,6.3180015629944251,6.3180015629944251,6.3180015629944251]
[null,null,null,null,null,null,null,null,null,null,null,null,null,null,null,null,null,null,null,null,null,null,null,null,null,null,null,null,null,null,null,null,null,null,null,null,null,null,null,null,null,null,null,null,null,null,null,null,null,null,null,null,null,null,null,null,null,null,null,null,null,null,null,null,null,null,null,null,null,null,null,null,null,null,null,null,null,null,null,null,null,null,null,null,null,null,"Irms/If",{"$f":"+SQRT(1+(CJ473/100)^2)","v":1.0141503002822116},{"$f":"+SQRT(1+(CK473/100)^2)","v":1.00631358743187},1.0054955796148484,1.004628127716918,1.0040867053571618,1.0035079518244985,1.0029071853865641,1.0026565806645864,1.002403800870687,1.0019938694298482,1.0019938694298482,1.0019938694298482,1.0019938694298482,1.0019938694298482,1.0019938694298482,1.0019938694298482,1.0019938694298482,1.0019938694298482]
[null,null,null,null,null,null,null,null,null,null,null,null,null,null,null,null,null,null,null,null,null,null,null,null,null,null,null,null,null,null,null,null,null,null,null,null,null,null,null,null,null,null,null,null,null,null,null,null,null,null,null,null,null,null,null,null,null,null,null,null,null,null,null,null,null,null,null,null,null,null,null,null,null,null,null,null,null,null,null,null,null,null,null,null,null,null,"Ih/If",{"$f":"+CJ473/100","v":0.16882189301894462},{"$f":"+CK473/100","v":0.11254792867929643},0.10498266821242445,9.6320688328105308E-2,9.0499236875235589E-2,8.3834416411161336E-2,7.6307421002154166E-2,7.2939829654311644E-2,6.9378526937374507E-2,6.3180015629944256E-2,6.3180015629944256E-2,6.3180015629944256E-2,6.3180015629944256E-2,6.3180015629944256E-2,6.3180015629944256E-2,6.3180015629944256E-2,6.3180015629944256E-2,6.3180015629944256E-2]
[null,null,null,null,null,null,null,null,null,null,null,null,null,null,null,null,null,null,null,null,null,null,null,null,null,null,null,null,null,null,null,null,null,null,null,null,null,null,null,null,null,null,null,null,null,null,null,null,null,null,null,null,null,null,null,null,null,null,null,null,null,null,null,null,null,null,null,null,null,null,null,null,null,null,null,null,null,null,null,null,null,null,null,null,null,null,"DispPF"]
[null,null,null,null,null,null,null,null,null,null,null,null,null,null,null,null,null,null,null,null,null,null,null,null,null,null,null,null,null,null,null,null,null,null,null,null,null,null,null,null,null,null,null,null,null,null,null,null,null,null,null,null,null,null,null,null,null,null,null,null,null,null,null,null,null,null,null,null,null,null,null,null,null,null,null,null,null,null,null,null,null,null,null,null,null,null,"ActPF"]
[null,null,null,null,null,null,null,null,null,null,null,null,null,null,null,null,null,null,null,null,null,null,null,null,null,null,null,null,null,null,null,null,null,null,null,null,null,null,null,null,null,null,null,null,null,null,null,null,null,null,null,null,null,null,null,null,null,null,null,null,null,null,null,null,null,null,null,null,null,null,null,null,null,null,null,null,null,null,null,null,null,null,null,null,null,null,"%Vthd"]
[null,null,null,null,null,null,null,null,null,null,null,null,null,null,null,null,null,null,null,null,null,null,null,null,null,null,null,null,null,null,null,null,null,null,null,null,null,null,null,null,null,null,null,null,null,null,null,null,null,null,null,null,null,null,null,null,null,null,null,null,null,null,null,null,null,null,null,null,null,null,null,null,null,null,null,null,null,null,null,null,null,null,null,null,null,null,"Vrms/Vs"]
[null,null,null,null,null,null,null,null,null,null,null,null,null,null,null,null,null,null,null,null,null,null,null,null,null,null,null,null,null,null,null,null,null,null,null,null,null,null,null,null,null,null,null,null,null,null,null,null,null,null,null,null,null,null,null,null,null,null,null,null,null,null,null,null,null,null,null,null,null,null,null,null,null,null,null,null,null,null,null,null,null,null,null,null,null,null,"Vbus/Vs"]
[null,null,null,null,null,null,null,null,null,null,null,null,null,null,null,null,null,null,null,null,null,null,null,null,null,null,null,null,null,null,null,null,null,null,null,null,null,null,null,null,null,null,null,null,null,null,null,null,null,null,null,null,null,null,null,null,null,null,null,null,null,null,null,null,null,null,null,null,null,null,null,null,null,null,null,null,null,null,null,null,null,null,null,null,null,null,"%I2nd",null,null,null,null,null,null,null,null,null,null,null,null,null,null,null,null,null,null,2]
[null,null,null,null,null,null,null,null,null,null,null,null,null,null,null,null,null,null,null,null,null,null,null,null,null,null,null,null,null,null,null,null,null,null,null,null,null,null,null,null,null,null,null,null,null,null,null,null,null,null,null,null,null,null,null,null,null,null,null,null,null,null,null,null,null,null,null,null,null,null,null,null,null,null,null,null,null,null,null,null,null,null,null,null,null,null,"%I3rd",{"$f":"+$DB$471*DC482","v":0},{"$f":"+$DB$471*DD482","v":0},{"$f":"+$DB$471*DE482","v":0},{"$f":"+$DB$471*DF482","v":0},{"$f":"+$DB$471*DG482","v":0},{"$f":"+$DB$471*DH482","v":0},{"$f":"+$DB$471*DI482","v":0},{"$f":"+$DB$471*DJ482","v":0},{"$f":"+$DB$471*DK482","v":0},{"$f":"+$DB$471*DL482","v":0},{"$f":"+$DB$471*DM482","v":0},{"$f":"+$DB$471*DN482","v":0},{"$f":"+$DB$471*DO482","v":0},{"$f":"+$DB$471*DP482","v":0},{"$f":"+$DB$471*DQ482","v":0},{"$f":"+$DB$471*DR482","v":0},{"$f":"+$DB$471*DS482","v":0},{"$f":"+$DB$471*DT482","v":0},3]
[null,null,null,null,null,null,null,null,null,null,null,null,null,null,null,null,null,null,null,null,null,null,null,null,null,null,null,null,null,null,null,null,null,null,null,null,null,null,null,null,null,null,null,null,null,null,null,null,null,null,null,null,null,null,null,null,null,null,null,null,null,null,null,null,null,null,null,null,null,null,null,null,null,null,null,null,null,null,null,null,null,null,null,null,null,null,"%I4th",{"$f":"+$DB$471*DC483","v":0},0,0,0,0,0,0,0,0,0,0,0,0,0,0,0,0,0,4]
[null,null,null,null,null,null,null,null,null,null,null,null,null,null,null,null,null,null,null,null,null,null,null,null,null,null,null,null,null,null,null,null,null,null,null,null,null,null,null,null,null,null,null,null,null,null,null,null,null,null,null,null,null,null,null,null,null,null,null,null,null,null,null,null,null,null,null,null,null,null,null,null,null,null,null,null,null,null,null,null,null,null,null,null,null,null,"%I5th",{"$f":"+$DB$471*DC484","v":8.3325000000000014},5.5549999999999997,5.2799999999999994,5.0325000000000006,4.3725000000000005,4.0149999999999997,3.7125000000000004,3.4649999999999999,3.2174999999999998,3.0250000000000004,3.0250000000000004,3.0250000000000004,3.0250000000000004,3.0250000000000004,3.0250000000000004,3.0250000000000004,3.0250000000000004,3.0250000000000004,5,{"$f":"1.5*DD484","v":3.0300000000000002},2.02,1.92,1.83,1.59,1.46,1.35,1.26,1.17,1.1000000000000001,1.1000000000000001,1.1000000000000001,1.1000000000000001,1.1000000000000001,1.1000000000000001,1.1000000000000001,1.1000000000000001,1.1000000000000001]
[null,null,null,null,null,null,null,null,null,null,null,null,null,null,null,null,null,null,null,null,null,null,null,null,null,null,null,null,null,null,null,null,null,null,null,null,null,null,null,null,null,null,null,null,null,null,null,null,null,null,null,null,null,null,null,null,null,null,null,null,null,null,null,null,null,null,null,null,null,null,null,null,null,null,null,null,null,null,null,null,null,null,null,null,null,null,"%I6th",{"$f":"+$DB$471*DC485","v":0},0,0,0,0,0,0,0,0,0,0,0,0,0,0,0,0,0,6]
[null,null,null,null,null,null,null,null,null,null,null,null,null,null,null,null,null,null,null,null,null,null,null,null,null,null,null,null,null,null,null,null,null,null,null,null,null,null,null,null,null,null,null,null,null,null,null,null,null,null,null,null,null,null,null,null,null,null,null,null,null,null,null,null,null,null,null,null,null,null,null,null,null,null,null,null,null,null,null,null,null,null,null,null,null,null,"%I7th",8.9512499999999999,5.9674999999999994,5.5824999999999996,5.0600000000000005,4.7575000000000003,4.4000000000000004,4.0149999999999997,3.7949999999999999,3.5750000000000002,3.2725,3.2725,3.2725,3.2725,3.2725,3.2725,3.2725,3.2725,3.2725,7,{"$f":"1.5*DD486","v":3.2549999999999999},2.17,2.0299999999999998,1.84,1.73,1.6,1.46,1.38,1.3,1.19,1.19,1.19,1.19,1.19,1.19,1.19,1.19,1.19]
[null,null,null,null,null,null,null,null,null,null,null,null,null,null,null,null,null,null,null,null,null,null,null,null,null,null,null,null,null,null,null,null,null,null,null,null,null,null,null,null,null,null,null,null,null,null,null,null,null,null,null,null,null,null,null,null,null,null,null,null,null,null,null,null,null,null,null,null,null,null,null,null,null,null,null,null,null,null,null,null,null,null,null,null,null,null,"%I8th",0,0,0,0,0,0,0,0,0,0,0,0,0,0,0,0,0,0,8]
[null,null,null,null,null,null,null,null,null,null,null,null,null,null,null,null,null,null,null,null,null,null,null,null,null,null,null,null,null,null,null,null,null,null,null,null,null,null,null,null,null,null,null,null,null,null,null,null,null,null,null,null,null,null,null,null,null,null,null,null,null,null,null,null,null,null,null,null,null,null,null,null,null,null,null,null,null,null,null,null,null,null,null,null,null,null,"%I9th",0,0,0,0,0,0,0,0,0,0,0,0,0,0,0,0,0,0,9]
[null,null,null,null,null,null,null,null,null,null,null,null,null,null,null,null,null,null,null,null,null,null,null,null,null,null,null,null,null,null,null,null,null,null,null,null,null,null,null,null,null,null,null,null,null,null,null,null,null,null,null,null,null,null,null,null,null,null,null,null,null,null,null,null,null,null,null,null,null,null,null,null,null,null,null,null,null,null,null,null,null,null,null,null,null,null,"%I10th",0,0,0,0,0,0,0,0,0,0,0,0,0,0,0,0,0,0,10]
[null,null,null,null,null,null,null,null,null,null,null,null,null,null,null,null,null,null,null,null,null,null,null,null,null,null,null,null,null,null,null,null,null,null,null,null,null,null,null,null,null,null,null,null,null,null,null,null,null,null,null,null,null,null,null,null,null,null,null,null,null,null,null,null,null,null,null,null,null,null,null,null,null,null,null,null,null,null,null,null,null,null,null,null,null,null,"%I11th",8.8687499999999986,5.9124999999999996,5.5549999999999997,5.0875000000000004,4.84,4.51,4.1524999999999999,3.96,3.7675000000000001,3.4649999999999999,3.4649999999999999,3.4649999999999999,3.4649999999999999,3.4649999999999999,3.4649999999999999,3.4649999999999999,3.4649999999999999,3.4649999999999999,11,{"$f":"1.5*DD490","v":3.2249999999999996},2.15,2.02,1.85,1.76,1.64,1.51,1.44,1.37,1.26,1.26,1.26,1.26,1.26,1.26,1.26,1.26,1.26]
[null,null,null,null,null,null,null,null,null,null,null,null,null,null,null,null,null,null,null,null,null,null,null,null,null,null,null,null,null,null,null,null,null,null,null,null,null,null,null,null,null,null,null,null,null,null,null,null,null,null,null,null,null,null,null,null,null,null,null,null,null,null,null,null,null,null,null,null,null,null,null,null,null,null,null,null,null,null,null,null,null,null,null,null,null,null,"%I12th",0,0,0,0,0,0,0,0,0,0,0,0,0,0,0,0,0,0,12]
[null,null,null,null,null,null,null,null,null,null,null,null,null,null,null,null,null,null,null,null,null,null,null,null,null,null,null,null,null,null,null,null,null,null,null,null,null,null,null,null,null,null,null,null,null,null,null,null,null,null,null,null,null,null,null,null,null,null,null,null,null,null,null,null,null,null,null,null,null,null,null,null,null,null,null,null,null,null,null,null,null,null,null,null,null,null,"%I13th",5.4037500000000005,3.6025,3.3824999999999998,3.1074999999999999,3.0525000000000002,2.8600000000000003,2.6124999999999998,2.5575000000000001,2.4750000000000001,2.2549999999999999,2.2549999999999999,2.2549999999999999,2.2549999999999999,2.2549999999999999,2.2549999999999999,2.2549999999999999,2.2549999999999999,2.2549999999999999,13,{"$f":"1.5*DD492","v":1.9650000000000001},1.31,1.23,1.1299999999999999,1.1100000000000001,1.04,0.95,0.93,0.9,0.82,0.82,0.82,0.82,0.82,0.82,0.82,0.82,0.82]
[null,null,null,null,null,null,null,null,null,null,null,null,null,null,null,null,null,null,null,null,null,null,null,null,null,null,null,null,null,null,null,null,null,null,null,null,null,null,null,null,null,null,null,null,null,null,null,null,null,null,null,null,null,null,null,null,null,null,null,null,null,null,null,null,null,null,null,null,null,null,null,null,null,null,null,null,null,null,null,null,null,null,null,null,null,null,"%I14th",0,0,0,0,0,0,0,0,0,0,0,0,0,0,0,0,0,0,14]
[null,null,null,null,null,null,null,null,null,null,null,null,null,null,null,null,null,null,null,null,null,null,null,null,null,null,null,null,null,null,null,null,null,null,null,null,null,null,null,null,null,null,null,null,null,null,null,null,null,null,null,null,null,null,null,null,null,null,null,null,null,null,null,null,null,null,null,null,null,null,null,null,null,null,null,null,null,null,null,null,null,null,null,null,null,null,"%I15th",0,0,0,0,0,0,0,0,0,0,0,0,0,0,0,0,0,0,15]
[null,null,null,null,null,null,null,null,null,null,null,null,null,null,null,null,null,null,null,null,null,null,null,null,null,null,null,null,null,null,null,null,null,null,null,null,null,null,null,null,null,null,null,null,null,null,null,null,null,null,null,null,null,null,null,null,null,null,null,null,null,null,null,null,null,null,null,null,null,null,null,null,null,null,null,null,null,null,null,null,null,null,null,null,null,null,"%I16th",0,0,0,0,0,0,0,0,0,0,0,0,0,0,0,0,0,0,16]
[null,null,null,null,null,null,null,null,null,null,null,null,null,null,null,null,null,null,null,null,null,null,null,null,null,null,null,null,null,null,null,null,null,null,null,null,null,null,null,null,null,null,null,null,null,null,null,null,null,null,null,null,null,null,null,null,null,null,null,null,null,null,null,null,null,null,null,null,null,null,null,null,null,null,null,null,null,null,null,null,null,null,null,null,null,null,"%I17th",2.92875,1.9524999999999999,1.7324999999999999,1.5125000000000002,1.5125000000000002,1.4025000000000001,1.21,1.1824999999999999,1.155,0.99,0.99,0.99,0.99,0.99,0.99,0.99,0.99,0.99,17,{"$f":"1.5*DD496","v":1.0649999999999999},0.71,0.63,0.55000000000000004,0.55000000000000004,0.51,0.44,0.43,0.42,0.36,0.36,0.36,0.36,0.36,0.36,0.36,0.36,0.36]
[null,null,null,null,null,null,null,null,null,null,null,null,null,null,null,null,null,null,null,null,null,null,null,null,null,null,null,null,null,null,null,null,null,null,null,null,null,null,null,null,null,null,null,null,null,null,null,null,null,null,null,null,null,null,null,null,null,null,null,null,null,null,null,null,null,null,null,null,null,null,null,null,null,null,null,null,null,null,null,null,null,null,null,null,null,null,"%I18th",0,0,0,0,0,0,0,0,0,0,0,0,0,0,0,0,0,0,18]
[null,null,null,null,null,null,null,null,null,null,null,null,null,null,null,null,null,null,null,null,null,null,null,null,null,null,null,null,null,null,null,null,null,null,null,null,null,null,null,null,null,null,null,null,null,null,null,null,null,null,null,null,null,null,null,null,null,null,null,null,null,null,null,null,null,null,null,null,null,null,null,null,null,null,null,null,null,null,null,null,null,null,null,null,null,null,"%I19th",2.8050000000000002,1.87,1.6775,1.4575,1.4575,1.3474999999999999,1.1824999999999999,1.155,1.1274999999999999,0.96249999999999991,0.96249999999999991,0.96249999999999991,0.96249999999999991,0.96249999999999991,0.96249999999999991,0.96249999999999991,0.96249999999999991,0.96249999999999991,19,{"$f":"1.5*DD498","v":1.02},0.68,0.61,0.53,0.53,0.49,0.43,0.42,0.41,0.35,0.35,0.35,0.35,0.35,0.35,0.35,0.35,0.35]
[null,null,null,null,null,null,null,null,null,null,null,null,null,null,null,null,null,null,null,null,null,null,null,null,null,null,null,null,null,null,null,null,null,null,null,null,null,null,null,null,null,null,null,null,null,null,null,null,null,null,null,null,null,null,null,null,null,null,null,null,null,null,null,null,null,null,null,null,null,null,null,null,null,null,null,null,null,null,null,null,null,null,null,null,null,null,"%I20th",0,0,0,0,0,0,0,0,0,0,0,0,0,0,0,0,0,0,20]
[null,null,null,null,null,null,null,null,null,null,null,null,null,null,null,null,null,null,null,null,null,null,null,null,null,null,null,null,null,null,null,null,null,null,null,null,null,null,null,null,null,null,null,null,null,null,null,null,null,null,null,null,null,null,null,null,null,null,null,null,null,null,null,null,null,null,null,null,null,null,null,null,null,null,null,null,null,null,null,null,null,null,null,null,null,null,"%I21th",0,0,0,0,0,0,0,0,0,0,0,0,0,0,0,0,0,0,21]
[null,null,null,null,null,null,null,null,null,null,null,null,null,null,null,null,null,null,null,null,null,null,null,null,null,null,null,null,null,null,null,null,null,null,null,null,null,null,null,null,null,null,null,null,null,null,null,null,null,null,null,null,null,null,null,null,null,null,null,null,null,null,null,null,null,null,null,null,null,null,null,null,null,null,null,null,null,null,null,null,null,null,null,null,null,null,"%I22th",0,0,0,0,0,0,0,0,0,0,0,0,0,0,0,0,0,0,22]
[null,null,null,null,null,null,null,null,null,null,null,null,null,null,null,null,null,null,null,null,null,null,null,null,null,null,null,null,null,null,null,null,null,null,null,null,null,null,null,null,null,null,null,null,null,null,null,null,null,null,null,null,null,null,null,null,null,null,null,null,null,null,null,null,null,null,null,null,null,null,null,null,null,null,null,null,null,null,null,null,null,null,null,null,null,null,"%I23th",1.6912499999999999,1.1274999999999999,0.96249999999999991,0.85250000000000004,0.93500000000000005,0.85250000000000004,0.74250000000000005,0.77,0.79749999999999999,0.65999999999999992,0.65999999999999992,0.65999999999999992,0.65999999999999992,0.65999999999999992,0.65999999999999992,0.65999999999999992,0.65999999999999992,0.65999999999999992,23,{"$f":"1.5*DD502","v":0.61499999999999999},0.41,0.35,0.31,0.34,0.31,0.27,0.28000000000000003,0.28999999999999998,0.24,0.24,0.24,0.24,0.24,0.24,0.24,0.24,0.24]
[null,null,null,null,null,null,null,null,null,null,null,null,null,null,null,null,null,null,null,null,null,null,null,null,null,null,null,null,null,null,null,null,null,null,null,null,null,null,null,null,null,null,null,null,null,null,null,null,null,null,null,null,null,null,null,null,null,null,null,null,null,null,null,null,null,null,null,null,null,null,null,null,null,null,null,null,null,null,null,null,null,null,null,null,null,null,"%I24th",0,0,0,0,0,0,0,0,0,0,0,0,0,0,0,0,0,0,24]
[null,null,null,null,null,null,null,null,null,null,null,null,null,null,null,null,null,null,null,null,null,null,null,null,null,null,null,null,null,null,null,null,null,null,null,null,null,null,null,null,null,null,null,null,null,null,null,null,null,null,null,null,null,null,null,null,null,null,null,null,null,null,null,null,null,null,null,null,null,null,null,null,null,null,null,null,null,null,null,null,null,null,null,null,null,null,"%I25th",1.4025000000000001,0.93500000000000005,0.77,0.63250000000000006,0.71500000000000008,0.65999999999999992,0.52249999999999996,0.57750000000000001,0.60499999999999998,0.46750000000000003,0.46750000000000003,0.46750000000000003,0.46750000000000003,0.46750000000000003,0.46750000000000003,0.46750000000000003,0.46750000000000003,0.46750000000000003,25,{"$f":"1.5*DD504","v":0.51},0.34,0.28000000000000003,0.23,0.26,0.24,0.19,0.21,0.22,0.17,0.17,0.17,0.17,0.17,0.17,0.17,0.17,0.17]
[null,null,null,null,null,null,null,null,null,null,null,null,null,null,null,null,null,null,null,null,null,null,null,null,null,null,null,null,null,null,null,null,null,null,null,null,null,null,null,null,null,null,null,null,null,null,null,null,null,null,null,null,null,null,null,null,null,null,null,null,null,null,null,null,null,null,null,null,null,null,null,null,null,null,null,null,null,null,null,null,null,null,null,null,null,null,"%I26th",0,0,0,0,0,0,0,0,0,0,0,0,0,0,0,0,0,0,26]
[null,null,null,null,null,null,null,null,null,null,null,null,null,null,null,null,null,null,null,null,null,null,null,null,null,null,null,null,null,null,null,null,null,null,null,null,null,null,null,null,null,null,null,null,null,null,null,null,null,null,null,null,null,null,null,null,null,null,null,null,null,null,null,null,null,null,null,null,null,null,null,null,null,null,null,null,null,null,null,null,null,null,null,null,null,null,"%I27th",0,0,0,0,0,0,0,0,0,0,0,0,0,0,0,0,0,0,27]
[null,null,null,null,null,null,null,null,null,null,null,null,null,null,null,null,null,null,null,null,null,null,null,null,null,null,null,null,null,null,null,null,null,null,null,null,null,null,null,null,null,null,null,null,null,null,null,null,null,null,null,null,null,null,null,null,null,null,null,null,null,null,null,null,null,null,null,null,null,null,null,null,null,null,null,null,null,null,null,null,null,null,null,null,null,null,"%I28th",0,0,0,0,0,0,0,0,0,0,0,0,0,0,0,0,0,0,28]
[null,null,null,null,null,null,null,null,null,null,null,null,null,null,null,null,null,null,null,null,null,null,null,null,null,null,null,null,null,null,null,null,null,null,null,null,null,null,null,null,null,null,null,null,null,null,null,null,null,null,null,null,null,null,null,null,null,null,null,null,null,null,null,null,null,null,null,null,null,null,null,null,null,null,null,null,null,null,null,null,null,null,null,null,null,null,"%I29th",1.3199999999999998,0.88,0.71500000000000008,0.57750000000000001,0.65999999999999992,0.63250000000000006,0.495,0.52249999999999996,0.55000000000000004,0.41249999999999998,0.41249999999999998,0.41249999999999998,0.41249999999999998,0.41249999999999998,0.41249999999999998,0.41249999999999998,0.41249999999999998,0.41249999999999998,29,{"$f":"1.5*DD508","v":0.48},0.32,0.26,0.21,0.24,0.23,0.18,0.19,0.2,0.15,0.15,0.15,0.15,0.15,0.15,0.15,0.15,0.15]
[null,null,null,null,null,null,null,null,null,null,null,null,null,null,null,null,null,null,null,null,null,null,null,null,null,null,null,null,null,null,null,null,null,null,null,null,null,null,null,null,null,null,null,null,null,null,null,null,null,null,null,null,null,null,null,null,null,null,null,null,null,null,null,null,null,null,null,null,null,null,null,null,null,null,null,null,null,null,null,null,null,null,null,null,null,null,"%I30th",0,0,0,0,0,0,0,0,0,0,0,0,0,0,0,0,0,0,30]
[null,null,null,null,null,null,null,null,null,null,null,null,null,null,null,null,null,null,null,null,null,null,null,null,null,null,null,null,null,null,null,null,null,null,null,null,null,null,null,null,null,null,null,null,null,null,null,null,null,null,null,null,null,null,null,null,null,null,null,null,null,null,null,null,null,null,null,null,null,null,null,null,null,null,null,null,null,null,null,null,null,null,null,null,null,null,"%I31th",1.0725,0.71500000000000008,0.55000000000000004,0.44,0.57750000000000001,0.52249999999999996,0.38500000000000001,0.46750000000000003,0.495,0.32999999999999996,0.32999999999999996,0.32999999999999996,0.32999999999999996,0.32999999999999996,0.32999999999999996,0.32999999999999996,0.32999999999999996,0.32999999999999996,31,{"$f":"1.5*DD510","v":0.39},0.26,0.2,0.16,0.21,0.19,0.14000000000000001,0.17,0.18,0.12,0.12,0.12,0.12,0.12,0.12,0.12,0.12,0.12]
[null,null,null,null,null,null,null,null,null,null,null,null,null,null,null,null,null,null,null,null,null,null,null,null,null,null,null,null,null,null,null,null,null,null,null,null,null,null,null,null,null,null,null,null,null,null,null,null,null,null,null,null,null,null,null,null,null,null,null,null,null,null,null,null,null,null,null,null,null,null,null,null,null,null,null,null,null,null,null,null,null,null,null,null,null,null,"%I32th",0,0,0,0,0,0,0,0,0,0,0,0,0,0,0,0,0,0,32]
[null,null,null,null,null,null,null,null,null,null,null,null,null,null,null,null,null,null,null,null,null,null,null,null,null,null,null,null,null,null,null,null,null,null,null,null,null,null,null,null,null,null,null,null,null,null,null,null,null,null,null,null,null,null,null,null,null,null,null,null,null,null,null,null,null,null,null,null,null,null,null,null,null,null,null,null,null,null,null,null,null,null,null,null,null,null,"%I33rd",0,0,0,0,0,0,0,0,0,0,0,0,0,0,0,0,0,0,33]
[null,null,null,null,null,null,null,null,null,null,null,null,null,null,null,null,null,null,null,null,null,null,null,null,null,null,null,null,null,null,null,null,null,null,null,null,null,null,null,null,null,null,null,null,null,null,null,null,null,null,null,null,null,null,null,null,null,null,null,null,null,null,null,null,null,null,null,null,null,null,null,null,null,null,null,null,null,null,null,null,null,null,null,null,null,null,"%I35th",0.90750000000000008,0.60499999999999998,0.44,0.30249999999999999,0.44,0.38500000000000001,0.2475,0.32999999999999996,0.35750000000000004,0.22,0.22,0.22,0.22,0.22,0.22,0.22,0.22,0.22,35,{"$f":"1.5*DD513","v":0.33},0.22,0.16,0.11,0.16,0.14000000000000001,0.09,0.12,0.13,0.08,0.08,0.08,0.08,0.08,0.08,0.08,0.08,0.08]
[null,null,null,null,null,null,null,null,null,null,null,null,null,null,null,null,null,null,null,null,null,null,null,null,null,null,null,null,null,null,null,null,null,null,null,null,null,null,null,null,null,null,null,null,null,null,null,null,null,null,null,null,null,null,null,null,null,null,null,null,null,null,null,null,null,null,null,null,null,null,null,null,null,null,null,null,null,null,null,null,null,null,null,null,null,null,"%I37th",0.86624999999999996,0.57750000000000001,0.44,0.27500000000000002,0.41249999999999998,0.38500000000000001,0.2475,0.30249999999999999,0.32999999999999996,0.1925,0.1925,0.1925,0.1925,0.1925,0.1925,0.1925,0.1925,0.1925,37,{"$f":"1.5*DD514","v":0.315},0.21,0.16,0.1,0.15,0.14000000000000001,0.09,0.11,0.12,7.0000000000000007E-2,7.0000000000000007E-2,7.0000000000000007E-2,7.0000000000000007E-2,7.0000000000000007E-2,7.0000000000000007E-2,7.0000000000000007E-2,7.0000000000000007E-2,7.0000000000000007E-2]
[null,null,null,null,null,null,null,null,null,null,null,null,null,null,null,null,null,null,null,null,null,null,null,null,null,null,null,null,null,null,null,null,null,null,null,null,null,null,null,null,null,null,null,null,null,null,null,null,null,null,null,null,null,null,null,null,null,null,null,null,null,null,null,null,null,null,null,null,null,null,null,null,null,null,null,null,null,null,null,null,null,null,null,null,null,null,"%I39th",0,0,0,0,0,0,0,0,0,0,0,0,0,0,0,0,0,0,39]
[null,null,null,null,null,null,null,null,null,null,null,null,null,null,null,null,null,null,null,null,null,null,null,null,null,null,null,null,null,null,null,null,null,null,null,null,null,null,null,null,null,null,null,null,null,null,null,null,null,null,null,null,null,null,null,null,null,null,null,null,null,null,null,null,null,null,null,null,null,null,null,null,null,null,null,null,null,null,null,null,null,null,null,null,null,null,"%I41th",0.70125000000000004,0.46750000000000003,0.30249999999999999,0.1925,0.38500000000000001,0.32999999999999996,0.16499999999999998,0.27500000000000002,0.30249999999999999,0.13750000000000001,0.13750000000000001,0.13750000000000001,0.13750000000000001,0.13750000000000001,0.13750000000000001,0.13750000000000001,0.13750000000000001,0.13750000000000001,41,{"$f":"1.5*DD516","v":0.255},0.17,0.11,7.0000000000000007E-2,0.14000000000000001,0.12,0.06,0.1,0.11,0.05,0.05,0.05,0.05,0.05,0.05,0.05,0.05,0.05]
[null,null,null,null,null,null,null,null,null,null,null,null,null,null,null,null,null,null,null,null,null,null,null,null,null,null,null,null,null,null,null,null,null,null,null,null,null,null,null,null,null,null,null,null,null,null,null,null,null,null,null,null,null,null,null,null,null,null,null,null,null,null,null,null,null,null,null,null,null,null,null,null,null,null,null,null,null,null,null,null,null,null,null,null,null,null,"%I43th",0.70125000000000004,0.46750000000000003,0.30249999999999999,0.13750000000000001,0.32999999999999996,0.30249999999999999,0.11,0.22,0.27500000000000002,0.11,0.11,0.11,0.11,0.11,0.11,0.11,0.11,0.11,43,{"$f":"1.5*DD517","v":0.255},0.17,0.11,0.05,0.12,0.11,0.04,0.08,0.1,0.04,0.04,0.04,0.04,0.04,0.04,0.04,0.04,0.04]
[null,null,null,null,null,null,null,null,null,null,null,null,null,null,null,null,null,null,null,null,null,null,null,null,null,null,null,null,null,null,null,null,null,null,null,null,null,null,null,null,null,null,null,null,null,null,null,null,null,null,null,null,null,null,null,null,null,null,null,null,null,null,null,null,null,null,null,null,null,null,null,null,null,null,null,null,null,null,null,null,null,null,null,null,null,null,"%I45th",0,0,0,0,0,0,0,0,0,0,0,0,0,0,0,0,0,0,45]
[null,null,null,null,null,null,null,null,null,null,null,null,null,null,null,null,null,null,null,null,null,null,null,null,null,null,null,null,null,null,null,null,null,null,null,null,null,null,null,null,null,null,null,null,null,null,null,null,null,null,null,null,null,null,null,null,null,null,null,null,null,null,null,null,null,null,null,null,null,null,null,null,null,null,null,null,null,null,null,null,null,null,null,null,null,null,"%I47th",0.70125000000000004,0.46750000000000003,0.30249999999999999,0.11,0.32999999999999996,0.30249999999999999,0.11,0.22,0.2475,8.249999999999999E-2,8.249999999999999E-2,8.249999999999999E-2,8.249999999999999E-2,8.249999999999999E-2,8.249999999999999E-2,8.249999999999999E-2,8.249999999999999E-2,8.249999999999999E-2,47,{"$f":"1.5*DD519","v":0.255},0.17,0.11,0.04,0.12,0.11,0.04,0.08,0.09,0.03,0.03,0.03,0.03,0.03,0.03,0.03,0.03,0.03]
[null,null,null,null,null,null,null,null,null,null,null,null,null,null,null,null,null,null,null,null,null,null,null,null,null,null,null,null,null,null,null,null,null,null,null,null,null,null,null,null,null,null,null,null,null,null,null,null,null,null,null,null,null,null,null,null,null,null,null,null,null,null,null,null,null,null,null,null,null,null,null,null,null,null,null,null,null,null,null,null,null,null,null,null,null,null,"%I49th",0.61874999999999991,0.41249999999999998,0.2475,8.249999999999999E-2,0.32999999999999996,0.27500000000000002,5.5E-2,0.22,0.2475,5.5E-2,5.5E-2,5.5E-2,5.5E-2,5.5E-2,5.5E-2,5.5E-2,5.5E-2,5.5E-2,49,{"$f":"1.5*DD520","v":0.22499999999999998},0.15,0.09,0.03,0.12,0.1,0.02,0.08,0.09,0.02,0.02,0.02,0.02,0.02,0.02,0.02,0.02,0.02]
[]
[null,null,null,null,null,null,null,null,null,null,null,null,null,null,null,null,null,null,null,null,null,null,null,null,null,null,null,null,null,null,null,null,null,null,null,null,null,null,null,null,null,null,null,null,null,null,null,null,null,null,null,null,null,null,null,null,null,null,null,null,null,null,null,null,null,null,null,null,null,null,null,null,null,null,null,null,null,null,null,null,null,null,null,null,null,11,"18-Pulse w auto-transformer",null,null,null,null,null,null,null,null,null,null,null,null,null,null,null,null,null,1]
[null,null,null,null,null,null,null,null,null,null,null,null,null,null,null,null,null,null,null,null,null,null,null,null,null,null,null,null,null,null,null,null,null,null,null,null,null,null,null,null,null,null,null,null,null,null,null,null,null,null,null,null,null,null,null,null,null,null,null,null,null,null,null,null,null,null,null,null,null,null,null,null,null,null,null,null,null,null,null,null,null,null,null,null,null,null,"%Zloop",0.1,0.5,1,2,3,4,5,6,7,8,10,12,14,18,21,100,1000,10000,null,0.1,0.5,1,2,3,4,5,6,7,8,10,12,14,18,21,100,1000,10000]
[null,null,null,null,null,null,null,null,null,null,null,null,null,null,null,null,null,null,null,null,null,null,null,null,null,null,null,null,null,null,null,null,null,null,null,null,null,null,null,null,null,null,null,null,null,null,null,null,null,null,null,null,null,null,null,null,null,null,null,null,null,null,null,null,null,null,null,null,null,null,null,null,null,null,null,null,null,null,null,null,null,null,null,null,null,null,"Kfactor",{"$f":"+(10000+SUMPRODUCT(CJ533:CJ572,$DB533:$DB572,CJ533:CJ572,$DB533:$DB572))/10000/CJ526^2","v":0.91668736489862157},{"$f":"+(10000+SUMPRODUCT(CK533:CK572,$DB533:$DB572,CK533:CK572,$DB533:$DB572))/10000/CK526^2","v":0.98789970564779206},0.98980921387811072,0.98159845944624846,0.97495135593301341,0.99243553248191552,0.99550581145558759,0.99665273901662277,0.99724780011518155,0.99770156925468367,0.99828060544493924,0.9987165519550556,0.99902950462806683,0.99933077852338914,0.99948016529991957,0.9814512051904597,0.9814512051904597,0.9814512051904597]
[null,null,null,null,null,null,null,null,null,null,null,null,null,null,null,null,null,null,null,null,null,null,null,null,null,null,null,null,null,null,null,null,null,null,null,null,null,null,null,null,null,null,null,null,null,null,null,null,null,null,null,null,null,null,null,null,null,null,null,null,null,null,null,null,null,null,null,null,null,null,null,null,null,null,null,null,null,null,null,null,null,null,null,null,null,null,"%Ithd",{"$f":"+SQRT(SUMSQ(CJ533:CJ572))","v":30.147049417589152},{"$f":"+SQRT(SUMSQ(CK533:CK572))","v":11.067296357497007},10.146776569303968,13.691787731376488,16.028786232988303,8.7304781276908496,6.7189861268534514,5.7952590698411006,5.253375479995932,4.7997142615913617,4.1501276661422466,3.5848255197297609,3.1167902530652545,2.5877975846500134,2.2805812170214024,13.747492523636112,13.747492523636112,13.747492523636112,null,null,null,null,null,null,null,0.21,0.26,0.33,0.38,0.55000000000000004,0.73,0.83,0.92,1.08,0,0,0]
[null,null,null,null,null,null,null,null,null,null,null,null,null,null,null,null,null,null,null,null,null,null,null,null,null,null,null,null,null,null,null,null,null,null,null,null,null,null,null,null,null,null,null,null,null,null,null,null,null,null,null,null,null,null,null,null,null,null,null,null,null,null,null,null,null,null,null,null,null,null,null,null,null,null,null,null,null,null,null,null,null,null,null,null,null,null,"Irms/If",{"$f":"+SQRT(1+(CJ525/100)^2)","v":1.0444541439712209},1.0061056131770991,1.0051346713126246,1.0093297306272651,1.0127646314965209,1.003803827863696,1.002254696899588,1.0016778438044127,1.0013789469493466,1.0011512002186744,1.0008608074874987,1.0006423423984669,1.000485601169832,1.0003347787785408,1.0002600187295017,1.0094054463240938,1.0094054463240938,1.0094054463240938]
[null,null,null,null,null,null,null,null,null,null,null,null,null,null,null,null,null,null,null,null,null,null,null,null,null,null,null,null,null,null,null,null,null,null,null,null,null,null,null,null,null,null,null,null,null,null,null,null,null,null,null,null,null,null,null,null,null,null,null,null,null,null,null,null,null,null,null,null,null,null,null,null,null,null,null,null,null,null,null,null,null,null,null,null,null,null,"Ih/If",{"$f":"+CJ525/100","v":0.3014704941758915},{"$f":"+CK525/100","v":0.11067296357497007},0.10146776569303968,0.13691787731376487,0.16028786232988301,8.7304781276908494E-2,6.7189861268534518E-2,5.7952590698411008E-2,5.2533754799959323E-2,4.7997142615913618E-2,4.1501276661422469E-2,3.5848255197297611E-2,3.1167902530652544E-2,2.5877975846500135E-2,2.2805812170214025E-2,0.13747492523636112,0.13747492523636112,0.13747492523636112,null,null,null,null,null,null,null,0.01,0.01,0,0.01,0.01,0.02,0.02,0.08,7.0000000000000007E-2,0,0,0]
[null,null,null,null,null,null,null,null,null,null,null,null,null,null,null,null,null,null,null,null,null,null,null,null,null,null,null,null,null,null,null,null,null,null,null,null,null,null,null,null,null,null,null,null,null,null,null,null,null,null,null,null,null,null,null,null,null,null,null,null,null,null,null,null,null,null,null,null,null,null,null,null,null,null,null,null,null,null,null,null,null,null,null,null,null,null,"DispPF",null,null,null,null,null,null,null,null,null,null,null,null,null,null,null,null,null,null,null,null,null,null,null,null,null,0.01,0.01,0.01,0.01,0.02,0.01,0.03,0.05,0.13,13,13,13]
[null,null,null,null,null,null,null,null,null,null,null,null,null,null,null,null,null,null,null,null,null,null,null,null,null,null,null,null,null,null,null,null,null,null,null,null,null,null,null,null,null,null,null,null,null,null,null,null,null,null,null,null,null,null,null,null,null,null,null,null,null,null,null,null,null,null,null,null,null,null,null,null,null,null,null,null,null,null,null,null,null,null,null,null,null,null,"ActPF"]
[null,null,null,null,null,null,null,null,null,null,null,null,null,null,null,null,null,null,null,null,null,null,null,null,null,null,null,null,null,null,null,null,null,null,null,null,null,null,null,null,null,null,null,null,null,null,null,null,null,null,null,null,null,null,null,null,null,null,null,null,null,null,null,null,null,null,null,null,null,null,null,null,null,null,null,null,null,null,null,null,null,null,null,null,null,null,"%Vthd",null,null,null,null,null,null,null,null,null,null,null,null,null,null,null,null,null,null,null,null,null,null,null,null,null,0.01,0.01,0.01,0.02,0.01,0,0.03,0.04,0.12,4,4,4]
[null,null,null,null,null,null,null,null,null,null,null,null,null,null,null,null,null,null,null,null,null,null,null,null,null,null,null,null,null,null,null,null,null,null,null,null,null,null,null,null,null,null,null,null,null,null,null,null,null,null,null,null,null,null,null,null,null,null,null,null,null,null,null,null,null,null,null,null,null,null,null,null,null,null,null,null,null,null,null,null,null,null,null,null,null,null,"Vrms/Vs",null,null,null,null,null,null,null,null,null,null,null,null,null,null,null,null,null,null,null,null,null,null,null,null,null,0.04,0.01,0,0.01,0.01,0.01,0.02,0.1,7.0000000000000007E-2,0,0,0]
[null,null,null,null,null,null,null,null,null,null,null,null,null,null,null,null,null,null,null,null,null,null,null,null,null,null,null,null,null,null,null,null,null,null,null,null,null,null,null,null,null,null,null,null,null,null,null,null,null,null,null,null,null,null,null,null,null,null,null,null,null,null,null,null,null,null,null,null,null,null,null,null,null,null,null,null,null,null,null,null,null,null,null,null,null,null,"Vbus/Vs"]
[null,null,null,null,null,null,null,null,null,null,null,null,null,null,null,null,null,null,null,null,null,null,null,null,null,null,null,null,null,null,null,null,null,null,null,null,null,null,null,null,null,null,null,null,null,null,null,null,null,null,null,null,null,null,null,null,null,null,null,null,null,null,null,null,null,null,null,null,null,null,null,null,null,null,null,null,null,null,null,null,null,null,null,null,null,null,"%I2nd",{"$f":"+$DA$522*DC533","v":1.6715375029175014E-2},{"$f":"+$DA$522*DD533","v":2.7183322054767992E-2},{"$f":"+$DA$522*DE533","v":2.3629646210498258E-2},{"$f":"+$DA$522*DF533","v":9.7931723722871039E-2},{"$f":"+$DA$522*DG533","v":0.11486928308681989},{"$f":"+$DA$522*DH533","v":0.24660571079348168},{"$f":"+$DA$522*DI525","v":0.21},{"$f":"+$DA$522*DJ525","v":0.26},{"$f":"+$DA$522*DK525","v":0.33},{"$f":"+$DA$522*DL525","v":0.38},{"$f":"+$DA$522*DM525","v":0.55000000000000004},{"$f":"+$DA$522*DN525","v":0.73},{"$f":"+$DA$522*DO525","v":0.83},{"$f":"+$DA$522*DP525","v":0.92},{"$f":"+$DA$522*DQ525","v":1.08},{"$f":"+$DA$522*DR525","v":0},{"$f":"+$DA$522*DS525","v":0},{"$f":"+$DA$522*DT525","v":0},null,1.6715375029175014E-2,2.7183322054767992E-2,2.3629646210498258E-2,9.7931723722871039E-2,0.11486928308681989,0.24660571079348168,0.1783597935733672,0.25776316769007729,0.33979685994640563,0.47445394758332665,0.61932507838182538,0.69293836255041397,0.60491542635640205,0.53512348495119355,0.32384647937670319,0.32384647937670319,0.32384647937670319,0.32384647937670319]
[null,null,null,null,null,null,null,null,null,null,null,null,null,null,null,null,null,null,null,null,null,null,null,null,null,null,null,null,null,null,null,null,null,null,null,null,null,null,null,null,null,null,null,null,null,null,null,null,null,null,null,null,null,null,null,null,null,null,null,null,null,null,null,null,null,null,null,null,null,null,null,null,null,null,null,null,null,null,null,null,null,null,null,null,null,null,"%I3rd",{"$f":"+$DA$522*DC534","v":3.0692228764603602},3.7019202107167422,4.7225473839713024,10.653223268243622,14.074318224125568,5.7840348823057957,0,0,0,0,0,0,0,0,0,0,0,0,null,3.0692228764603602,3.7019202107167422,4.7225473839713024,10.653223268243622,14.074318224125568,5.7840348823057957,3.4429200500112125,2.4074514926557211,1.8643628219297523,1.4941492261106142,1.114447518297434,0.88614448961614856,0.71223691687194801,0.73749721047625461,0.49210244390139002,0.49210244390139002,0.49210244390139002,0.49210244390139002]
[null,null,null,null,null,null,null,null,null,null,null,null,null,null,null,null,null,null,null,null,null,null,null,null,null,null,null,null,null,null,null,null,null,null,null,null,null,null,null,null,null,null,null,null,null,null,null,null,null,null,null,null,null,null,null,null,null,null,null,null,null,null,null,null,null,null,null,null,null,null,null,null,null,null,null,null,null,null,null,null,null,null,null,null,null,null,"%I4th",{"$f":"+$DA$522*DC535","v":2.3694980384767923E-2},5.6999172984349117E-2,3.6139322712314327E-2,5.7011466928808881E-2,1.6692720595603956E-2,4.0134313415664154E-2,0.01,0.01,0,0.01,0.01,0.02,0.02,0.08,7.0000000000000007E-2,0,0,0,null,2.3694980384767923E-2,5.6999172984349117E-2,3.6139322712314327E-2,5.7011466928808881E-2,1.6692720595603956E-2,4.0134313415664154E-2,5.2532028203823841E-2,3.6905271132530899E-2,2.9460535825409844E-2,2.4405713277027254E-2,3.7632690362643162E-2,0.11129371426085759,0.15627751997134751,0.21628385448306386,0.21236507195093143,0.21236507195093143,0.21236507195093143,0.21236507195093143]
[null,null,null,null,null,null,null,null,null,null,null,null,null,null,null,null,null,null,null,null,null,null,null,null,null,null,null,null,null,null,null,null,null,null,null,null,null,null,null,null,null,null,null,null,null,null,null,null,null,null,null,null,null,null,null,null,null,null,null,null,null,null,null,null,null,null,null,null,null,null,null,null,null,null,null,null,null,null,null,null,null,null,null,null,null,null,"%I5th",0.12613976115605766,7.661068310651542E-2,3.8933453861020859E-2,1.9980773042410374E-2,6.1747122894682226E-2,1.722280643740037E-2,0.01,0.01,0.01,0.01,0.02,0.01,0.03,0.05,0.13,13,13,13,null,0.12613976115605766,7.661068310651542E-2,3.8933453861020859E-2,1.9980773042410374E-2,6.1747122894682226E-2,1.722280643740037E-2,2.1721955030516858E-2,1.8828716690285623E-2,5.716042919570552E-2,3.0317683190929895E-2,7.1454898413681009E-2,6.472424378896463E-2,0.10580822319009378,0.10397010180552708,0.12414072265797318,0.12414072265797318,0.12414072265797318,0.12414072265797318]
[null,null,null,null,null,null,null,null,null,null,null,null,null,null,null,null,null,null,null,null,null,null,null,null,null,null,null,null,null,null,null,null,null,null,null,null,null,null,null,null,null,null,null,null,null,null,null,null,null,null,null,null,null,null,null,null,null,null,null,null,null,null,null,null,null,null,null,null,null,null,null,null,null,null,null,null,null,null,null,null,null,null,null,null,null,null,"%I6th",5.7589423196995664E-2,0.12170163046588925,1.2689718287957032E-2,1.7786788077004248E-2,1.6176128427022343E-2,5.4024948968284456E-2,0,0,0,0,0,0,0,0,0,0,0,0,null,5.7589423196995664E-2,0.12170163046588925,1.2689718287957032E-2,1.7786788077004248E-2,1.6176128427022343E-2,5.4024948968284456E-2,2.8983208804435032E-2,3.0221391091557467E-2,1.7816501543790223E-2,2.9470612562619885E-2,4.6485594854021497E-2,7.9802997431550241E-2,0.10348506556541996,0.13041599290033062,9.3182181536075007E-2,9.3182181536075007E-2,9.3182181536075007E-2,9.3182181536075007E-2]
[null,null,null,null,null,null,null,null,null,null,null,null,null,null,null,null,null,null,null,null,null,null,null,null,null,null,null,null,null,null,null,null,null,null,null,null,null,null,null,null,null,null,null,null,null,null,null,null,null,null,null,null,null,null,null,null,null,null,null,null,null,null,null,null,null,null,null,null,null,null,null,null,null,null,null,null,null,null,null,null,null,null,null,null,null,null,"%I7th",0.19519234881148523,0.10136655782252424,2.2845361853322463E-2,1.5285276042245839E-2,1.2415727763340198E-2,6.0010892003584445E-3,0.01,0.01,0.01,0.02,0.01,0,0.03,0.04,0.12,4,4,4,null,0.19519234881148523,0.10136655782252424,2.2845361853322463E-2,1.5285276042245839E-2,1.2415727763340198E-2,6.0010892003584445E-3,3.0432481907556441E-2,1.9128237911040506E-2,2.2974872255518256E-2,4.7219936141002554E-2,6.122122998333987E-2,0.12776422421802772,0.11279525499094434,9.0096751887975765E-2,4.0831239045303835E-2,4.0831239045303835E-2,4.0831239045303835E-2,4.0831239045303835E-2]
[null,null,null,null,null,null,null,null,null,null,null,null,null,null,null,null,null,null,null,null,null,null,null,null,null,null,null,null,null,null,null,null,null,null,null,null,null,null,null,null,null,null,null,null,null,null,null,null,null,null,null,null,null,null,null,null,null,null,null,null,null,null,null,null,null,null,null,null,null,null,null,null,null,null,null,null,null,null,null,null,null,null,null,null,null,null,"%I8th",0.60377464557092164,6.036994749286529E-2,8.5829675455595902E-2,4.5990795323662598E-2,1.3885698917665041E-2,4.8965073495638826E-2,0.04,0.01,0,0.01,0.01,0.01,0.02,0.1,7.0000000000000007E-2,0,0,0,null,0.60377464557092164,6.036994749286529E-2,8.5829675455595902E-2,4.5990795323662598E-2,1.3885698917665041E-2,4.8965073495638826E-2,1.479086921077818E-2,1.3264400143896833E-2,2.7735473800876605E-2,4.3612015216435436E-2,2.4884967883424668E-2,6.2910641414974794E-2,0.10046074821574595,9.8815968357236078E-3,8.8527282774556751E-2,8.8527282774556751E-2,8.8527282774556751E-2,8.8527282774556751E-2]
[null,null,null,null,null,null,null,null,null,null,null,null,null,null,null,null,null,null,null,null,null,null,null,null,null,null,null,null,null,null,null,null,null,null,null,null,null,null,null,null,null,null,null,null,null,null,null,null,null,null,null,null,null,null,null,null,null,null,null,null,null,null,null,null,null,null,null,null,null,null,null,null,null,null,null,null,null,null,null,null,null,null,null,null,null,null,"%I9th",0.30529082343255548,5.9152789711914939E-3,4.7890085216578324E-3,5.0830898468768228E-3,1.0539319154356842E-2,9.1530520635181405E-4,0,0,0,0,0,0,0,0,0,0,0,0,null,0.30529082343255548,5.9152789711914939E-3,4.7890085216578324E-3,5.0830898468768228E-3,1.0539319154356842E-2,9.1530520635181405E-4,2.2213737015465994E-2,2.7356268862444265E-2,2.5344100544870258E-2,4.926062713346168E-2,2.2841831748063243E-2,0.10725783455736999,0.10601895700711772,8.5411238812020271E-2,1.1313394411640252E-2,1.1313394411640252E-2,1.1313394411640252E-2,1.1313394411640252E-2]
[null,null,null,null,null,null,null,null,null,null,null,null,null,null,null,null,null,null,null,null,null,null,null,null,null,null,null,null,null,null,null,null,null,null,null,null,null,null,null,null,null,null,null,null,null,null,null,null,null,null,null,null,null,null,null,null,null,null,null,null,null,null,null,null,null,null,null,null,null,null,null,null,null,null,null,null,null,null,null,null,null,null,null,null,null,null,"%I10th",0.62638323608323998,9.4377361261682877E-2,5.9675671731431582E-2,3.2565815413036818E-2,8.9477934690429563E-3,4.2356665223742214E-2,0.1783597935733672,0.25776316769007729,0.33979685994640563,0.47445394758332665,0.61932507838182538,0.69293836255041397,0.60491542635640205,0.53512348495119355,0.32384647937670319,0.32384647937670319,0.32384647937670319,0.32384647937670319,null,0.62638323608323998,9.4377361261682877E-2,5.9675671731431582E-2,3.2565815413036818E-2,8.9477934690429563E-3,4.2356665223742214E-2,2.2759683333016686E-2,2.2467453779245517E-2,1.6515122400044609E-2,4.9622874569391878E-2,3.7304234913871144E-2,8.4000440272365445E-2,9.1908210023914166E-2,2.1138745338750608E-2,7.2802284026990821E-2,7.2802284026990821E-2,7.2802284026990821E-2,7.2802284026990821E-2]
[null,null,null,null,null,null,null,null,null,null,null,null,null,null,null,null,null,null,null,null,null,null,null,null,null,null,null,null,null,null,null,null,null,null,null,null,null,null,null,null,null,null,null,null,null,null,null,null,null,null,null,null,null,null,null,null,null,null,null,null,null,null,null,null,null,null,null,null,null,null,null,null,null,null,null,null,null,null,null,null,null,null,null,null,null,null,"%I11th",0.33286988454336774,2.2207908035546113E-2,1.2506072984215223E-2,4.1367272095252849E-3,1.7405489425030705E-2,3.2083906839083104E-3,3.4429200500112125,2.4074514926557211,1.8643628219297523,1.4941492261106142,1.114447518297434,0.88614448961614856,0.71223691687194801,0.73749721047625461,0.49210244390139002,0.49210244390139002,0.49210244390139002,0.49210244390139002,null,0.33286988454336774,2.2207908035546113E-2,1.2506072984215223E-2,4.1367272095252849E-3,1.7405489425030705E-2,3.2083906839083104E-3,1.6411889879087427E-2,1.2798195178770911E-2,3.0035139497865904E-2,5.074517642991918E-2,2.2158110291055945E-2,2.4271615279555053E-2,6.1558102499621757E-2,5.9551188648592213E-2,2.7437447062825356E-2,2.7437447062825356E-2,2.7437447062825356E-2,2.7437447062825356E-2]
[null,null,null,null,null,null,null,null,null,null,null,null,null,null,null,null,null,null,null,null,null,null,null,null,null,null,null,null,null,null,null,null,null,null,null,null,null,null,null,null,null,null,null,null,null,null,null,null,null,null,null,null,null,null,null,null,null,null,null,null,null,null,null,null,null,null,null,null,null,null,null,null,null,null,null,null,null,null,null,null,null,null,null,null,null,null,"%I12th",0.15544622292572549,1.9936382456587482E-2,1.9258374330247751E-2,2.8079671014943595E-2,2.0093824558845483E-2,3.7719279511448552E-2,5.2532028203823841E-2,3.6905271132530899E-2,2.9460535825409844E-2,2.4405713277027254E-2,3.7632690362643162E-2,0.11129371426085759,0.15627751997134751,0.21628385448306386,0.21236507195093143,0.21236507195093143,0.21236507195093143,0.21236507195093143,null,0.15544622292572549,1.9936382456587482E-2,1.9258374330247751E-2,2.8079671014943595E-2,2.0093824558845483E-2,3.7719279511448552E-2,2.4801145183055741E-2,3.2476779800069022E-2,2.8666641455011181E-2,2.8235418057240606E-2,1.5832552925505554E-2,2.8150476777046341E-2,6.104455662547937E-2,7.0062791822210729E-2,5.2420921201074583E-2,5.2420921201074583E-2,5.2420921201074583E-2,5.2420921201074583E-2]
[null,null,null,null,null,null,null,null,null,null,null,null,null,null,null,null,null,null,null,null,null,null,null,null,null,null,null,null,null,null,null,null,null,null,null,null,null,null,null,null,null,null,null,null,null,null,null,null,null,null,null,null,null,null,null,null,null,null,null,null,null,null,null,null,null,null,null,null,null,null,null,null,null,null,null,null,null,null,null,null,null,null,null,null,null,null,"%I13th",0.1443059916995649,1.0599290542415244E-2,1.780277481351487E-2,2.2682866805369704E-2,7.516462029754159E-2,3.1147874720466068E-2,2.1721955030516858E-2,1.8828716690285623E-2,5.716042919570552E-2,3.0317683190929895E-2,7.1454898413681009E-2,6.472424378896463E-2,0.10580822319009378,0.10397010180552708,0.12414072265797318,0.12414072265797318,0.12414072265797318,0.12414072265797318,null,0.1443059916995649,1.0599290542415244E-2,1.780277481351487E-2,2.2682866805369704E-2,7.516462029754159E-2,3.1147874720466068E-2,2.9744933958119061E-2,2.5400087242407755E-2,2.5603602595697925E-2,3.7598444753859345E-2,3.7855120130172226E-2,3.4003956843529477E-2,2.9943207054481672E-2,4.6632011258010211E-2,4.5192546930846497E-2,4.5192546930846497E-2,4.5192546930846497E-2,4.5192546930846497E-2]
[null,null,null,null,null,null,null,null,null,null,null,null,null,null,null,null,null,null,null,null,null,null,null,null,null,null,null,null,null,null,null,null,null,null,null,null,null,null,null,null,null,null,null,null,null,null,null,null,null,null,null,null,null,null,null,null,null,null,null,null,null,null,null,null,null,null,null,null,null,null,null,null,null,null,null,null,null,null,null,null,null,null,null,null,null,null,"%I14th",6.0120290958068888E-2,4.580583207080614E-3,1.1665279637998488E-2,8.6296753165045238E-3,2.4341131187968108E-2,1.2238111298033682E-2,2.8983208804435032E-2,3.0221391091557467E-2,1.7816501543790223E-2,2.9470612562619885E-2,4.6485594854021497E-2,7.9802997431550241E-2,0.10348506556541996,0.13041599290033062,9.3182181536075007E-2,9.3182181536075007E-2,9.3182181536075007E-2,9.3182181536075007E-2,null,6.0120290958068888E-2,4.580583207080614E-3,1.1665279637998488E-2,8.6296753165045238E-3,2.4341131187968108E-2,1.2238111298033682E-2,1.96445552396689E-2,3.277632463670923E-2,5.0316559126662767E-2,1.3882225133306484E-2,2.2863003679268048E-2,1.7888291609150064E-2,3.6139951122334361E-2,6.7106476584198674E-2,5.6040836584697738E-2,5.6040836584697738E-2,5.6040836584697738E-2,5.6040836584697738E-2]
[null,null,null,null,null,null,null,null,null,null,null,null,null,null,null,null,null,null,null,null,null,null,null,null,null,null,null,null,null,null,null,null,null,null,null,null,null,null,null,null,null,null,null,null,null,null,null,null,null,null,null,null,null,null,null,null,null,null,null,null,null,null,null,null,null,null,null,null,null,null,null,null,null,null,null,null,null,null,null,null,null,null,null,null,null,null,"%I15th",1.02622153310306,0.35968811187178601,0.33821120408578936,0.72898554876819777,1.0902073669090362,0.52137668764505907,3.0432481907556441E-2,1.9128237911040506E-2,2.2974872255518256E-2,4.7219936141002554E-2,6.122122998333987E-2,0.12776422421802772,0.11279525499094434,9.0096751887975765E-2,4.0831239045303835E-2,4.0831239045303835E-2,4.0831239045303835E-2,4.0831239045303835E-2,null,1.02622153310306,0.35968811187178601,0.33821120408578936,0.72898554876819777,1.0902073669090362,0.52137668764505907,0.36527356879212225,0.29861304363305718,0.25763146534285569,0.23367336303989023,0.17453147130672039,0.14976658753809843,0.12722758257980377,0.13634251222513663,9.4024057206274408E-2,9.4024057206274408E-2,9.4024057206274408E-2,9.4024057206274408E-2]
[null,null,null,null,null,null,null,null,null,null,null,null,null,null,null,null,null,null,null,null,null,null,null,null,null,null,null,null,null,null,null,null,null,null,null,null,null,null,null,null,null,null,null,null,null,null,null,null,null,null,null,null,null,null,null,null,null,null,null,null,null,null,null,null,null,null,null,null,null,null,null,null,null,null,null,null,null,null,null,null,null,null,null,null,null,null,"%I16th",4.4444431439670869E-2,5.2402717596648366E-3,6.7935807527340067E-3,8.7202536304374894E-3,2.5649837190604693E-2,2.7198902543261155E-2,1.479086921077818E-2,1.3264400143896833E-2,2.7735473800876605E-2,4.3612015216435436E-2,2.4884967883424668E-2,6.2910641414974794E-2,0.10046074821574595,9.8815968357236078E-3,8.8527282774556751E-2,8.8527282774556751E-2,8.8527282774556751E-2,8.8527282774556751E-2,null,4.4444431439670869E-2,5.2402717596648366E-3,6.7935807527340067E-3,8.7202536304374894E-3,2.5649837190604693E-2,2.7198902543261155E-2,1.052564127501293E-2,1.4432692431391565E-2,3.0973604996079894E-2,2.9389635923640828E-2,5.725425151472753E-2,4.5349799838177843E-2,4.5715153138213574E-2,4.7044302227365851E-2,3.1512429535064661E-2,3.1512429535064661E-2,3.1512429535064661E-2,3.1512429535064661E-2]
[null,null,null,null,null,null,null,null,null,null,null,null,null,null,null,null,null,null,null,null,null,null,null,null,null,null,null,null,null,null,null,null,null,null,null,null,null,null,null,null,null,null,null,null,null,null,null,null,null,null,null,null,null,null,null,null,null,null,null,null,null,null,null,null,null,null,null,null,null,null,null,null,null,null,null,null,null,null,null,null,null,null,null,null,null,null,"%I17th",23.050811879758704,8.8040784524594837,7.4530915215388083,7.0400352981337662,6.0103877534389936,5.2995107922105014,2.2213737015465994E-2,2.7356268862444265E-2,2.5344100544870258E-2,4.926062713346168E-2,2.2841831748063243E-2,0.10725783455736999,0.10601895700711772,8.5411238812020271E-2,1.1313394411640252E-2,1.1313394411640252E-2,1.1313394411640252E-2,1.1313394411640252E-2,null,23.050811879758704,8.8040784524594837,7.4530915215388083,7.0400352981337662,6.0103877534389936,5.2995107922105014,4.7341793617168273,4.2801897842855068,3.9529881249400378,3.6350115522720152,3.1205447956583074,2.6514033540056743,2.2686969716447756,1.7650231398282168,1.4907421906315228,1.4907421906315228,1.4907421906315228,1.4907421906315228]
[null,null,null,null,null,null,null,null,null,null,null,null,null,null,null,null,null,null,null,null,null,null,null,null,null,null,null,null,null,null,null,null,null,null,null,null,null,null,null,null,null,null,null,null,null,null,null,null,null,null,null,null,null,null,null,null,null,null,null,null,null,null,null,null,null,null,null,null,null,null,null,null,null,null,null,null,null,null,null,null,null,null,null,null,null,null,"%I18th",3.4534459899078593E-2,3.8087238688374668E-3,3.5876373650751605E-3,3.3440022288620062E-3,2.9925962426929499E-2,1.1851645847535112E-2,2.2759683333016686E-2,2.2467453779245517E-2,1.6515122400044609E-2,4.9622874569391878E-2,3.7304234913871144E-2,8.4000440272365445E-2,9.1908210023914166E-2,2.1138745338750608E-2,7.2802284026990821E-2,7.2802284026990821E-2,7.2802284026990821E-2,7.2802284026990821E-2,null,3.4534459899078593E-2,3.8087238688374668E-3,3.5876373650751605E-3,3.3440022288620062E-3,2.9925962426929499E-2,1.1851645847535112E-2,3.757469950307075E-3,2.4282534739189711E-2,2.3780657033322182E-2,2.5968983423881684E-2,6.5295301252510554E-2,5.2739901808059805E-2,6.5375633720323317E-2,6.3369126769774478E-2,1.4590829165401572E-2,1.4590829165401572E-2,1.4590829165401572E-2,1.4590829165401572E-2]
[null,null,null,null,null,null,null,null,null,null,null,null,null,null,null,null,null,null,null,null,null,null,null,null,null,null,null,null,null,null,null,null,null,null,null,null,null,null,null,null,null,null,null,null,null,null,null,null,null,null,null,null,null,null,null,null,null,null,null,null,null,null,null,null,null,null,null,null,null,null,null,null,null,null,null,null,null,null,null,null,null,null,null,null,null,null,"%I19th",18.627147694930482,4.5258666278589423,4.0817179763609204,4.2985194290205859,4.2851432329897339,3.5658139921017447,1.6411889879087427E-2,1.2798195178770911E-2,3.0035139497865904E-2,5.074517642991918E-2,2.2158110291055945E-2,2.4271615279555053E-2,6.1558102499621757E-2,5.9551188648592213E-2,2.7437447062825356E-2,2.7437447062825356E-2,2.7437447062825356E-2,2.7437447062825356E-2,null,18.627147694930482,4.5258666278589423,4.0817179763609204,4.2985194290205859,4.2851432329897339,3.5658139921017447,3.252839442295405,3.0308239774490269,2.8548836987084827,2.6663054413782756,2.3398442817209602,1.9778551284018047,1.6921531343850291,1.3164784835484449,1.1444247196509802,1.1444247196509802,1.1444247196509802,1.1444247196509802]
[null,null,null,null,null,null,null,null,null,null,null,null,null,null,null,null,null,null,null,null,null,null,null,null,null,null,null,null,null,null,null,null,null,null,null,null,null,null,null,null,null,null,null,null,null,null,null,null,null,null,null,null,null,null,null,null,null,null,null,null,null,null,null,null,null,null,null,null,null,null,null,null,null,null,null,null,null,null,null,null,null,null,null,null,null,null,"%I20th",2.4716821833368402E-2,3.0577961412504863E-3,4.4422620466679939E-3,1.5753067967537872E-2,1.704578691131067E-2,2.9320008240130244E-2,2.4801145183055741E-2,3.2476779800069022E-2,2.8666641455011181E-2,2.8235418057240606E-2,1.5832552925505554E-2,2.8150476777046341E-2,6.104455662547937E-2,7.0062791822210729E-2,5.2420921201074583E-2,5.2420921201074583E-2,5.2420921201074583E-2,5.2420921201074583E-2,null,2.4716821833368402E-2,3.0577961412504863E-3,4.4422620466679939E-3,1.5753067967537872E-2,1.704578691131067E-2,2.9320008240130244E-2,1.2548320701188075E-2,7.9730057586744878E-3,2.405603982234384E-2,1.4043592863803708E-2,2.4130607281785878E-2,7.8933944178201619E-3,3.3476773363164569E-2,3.8184011519726856E-2,2.6144610517182719E-2,2.6144610517182719E-2,2.6144610517182719E-2,2.6144610517182719E-2]
[null,null,null,null,null,null,null,null,null,null,null,null,null,null,null,null,null,null,null,null,null,null,null,null,null,null,null,null,null,null,null,null,null,null,null,null,null,null,null,null,null,null,null,null,null,null,null,null,null,null,null,null,null,null,null,null,null,null,null,null,null,null,null,null,null,null,null,null,null,null,null,null,null,null,null,null,null,null,null,null,null,null,null,null,null,null,"%I21th",0.29168568759566571,0.10594227611604135,0.16112976176671781,0.38978319352495122,0.66818391726195669,0.31380728373930888,2.9744933958119061E-2,2.5400087242407755E-2,2.5603602595697925E-2,3.7598444753859345E-2,3.7855120130172226E-2,3.4003956843529477E-2,2.9943207054481672E-2,4.6632011258010211E-2,4.5192546930846497E-2,4.5192546930846497E-2,4.5192546930846497E-2,4.5192546930846497E-2,null,0.29168568759566571,0.10594227611604135,0.16112976176671781,0.38978319352495122,0.66818391726195669,0.31380728373930888,0.2318919803065371,0.1963210537273912,0.16849974275244586,0.15098922323258845,0.12228986346535904,7.9885204484292066E-2,8.1172350034470056E-2,9.5871749783162111E-2,6.2782702984342492E-2,6.2782702984342492E-2,6.2782702984342492E-2,6.2782702984342492E-2]
[null,null,null,null,null,null,null,null,null,null,null,null,null,null,null,null,null,null,null,null,null,null,null,null,null,null,null,null,null,null,null,null,null,null,null,null,null,null,null,null,null,null,null,null,null,null,null,null,null,null,null,null,null,null,null,null,null,null,null,null,null,null,null,null,null,null,null,null,null,null,null,null,null,null,null,null,null,null,null,null,null,null,null,null,null,null,"%I22th",2.4934247415309953E-2,2.5685813864124523E-3,1.0395338970375558E-2,1.5970489042593683E-2,1.8391579963841328E-2,9.5048453121502549E-3,1.96445552396689E-2,3.277632463670923E-2,5.0316559126662767E-2,1.3882225133306484E-2,2.2863003679268048E-2,1.7888291609150064E-2,3.6139951122334361E-2,6.7106476584198674E-2,5.6040836584697738E-2,5.6040836584697738E-2,5.6040836584697738E-2,5.6040836584697738E-2,null,2.4934247415309953E-2,2.5685813864124523E-3,1.0395338970375558E-2,1.5970489042593683E-2,1.8391579963841328E-2,9.5048453121502549E-3,1.096889295986786E-2,1.5744991162487003E-2,2.8395895874380406E-2,1.1414891333344933E-2,1.6922863252702383E-2,4.3861817399848582E-2,2.6845746444462758E-2,3.7834488230546207E-2,3.7858269320807894E-2,3.7858269320807894E-2,3.7858269320807894E-2,3.7858269320807894E-2]
[null,null,null,null,null,null,null,null,null,null,null,null,null,null,null,null,null,null,null,null,null,null,null,null,null,null,null,null,null,null,null,null,null,null,null,null,null,null,null,null,null,null,null,null,null,null,null,null,null,null,null,null,null,null,null,null,null,null,null,null,null,null,null,null,null,null,null,null,null,null,null,null,null,null,null,null,null,null,null,null,null,null,null,null,null,null,"%I23th",1.1695433562064976E-2,1.3182526089903605E-2,1.2465640939568281E-2,2.4757283027055575E-2,8.7594026222302737E-2,1.5696548472927781E-2,0.36527356879212225,0.29861304363305718,0.25763146534285569,0.23367336303989023,0.17453147130672039,0.14976658753809843,0.12722758257980377,0.13634251222513663,9.4024057206274408E-2,9.4024057206274408E-2,9.4024057206274408E-2,9.4024057206274408E-2,null,1.1695433562064976E-2,1.3182526089903605E-2,1.2465640939568281E-2,2.4757283027055575E-2,8.7594026222302737E-2,1.5696548472927781E-2,1.7593255441721935E-2,9.7718488006109817E-3,3.9412802136310687E-3,1.3992389422232632E-2,3.2539928985129959E-2,3.4391848492096103E-2,2.2505893348470082E-2,2.0076844473534472E-2,2.7979789878549877E-2,2.7979789878549877E-2,2.7979789878549877E-2,2.7979789878549877E-2]
[null,null,null,null,null,null,null,null,null,null,null,null,null,null,null,null,null,null,null,null,null,null,null,null,null,null,null,null,null,null,null,null,null,null,null,null,null,null,null,null,null,null,null,null,null,null,null,null,null,null,null,null,null,null,null,null,null,null,null,null,null,null,null,null,null,null,null,null,null,null,null,null,null,null,null,null,null,null,null,null,null,null,null,null,null,null,"%I24th",7.691739510600662E-2,3.3315729609054136E-2,1.8816619912880713E-3,1.1051409382107273E-2,1.8596370736753243E-2,2.3133048063232183E-2,1.052564127501293E-2,1.4432692431391565E-2,3.0973604996079894E-2,2.9389635923640828E-2,5.725425151472753E-2,4.5349799838177843E-2,4.5715153138213574E-2,4.7044302227365851E-2,3.1512429535064661E-2,3.1512429535064661E-2,3.1512429535064661E-2,3.1512429535064661E-2,null,7.691739510600662E-2,3.3315729609054136E-2,1.8816619912880713E-3,1.1051409382107273E-2,1.8596370736753243E-2,2.3133048063232183E-2,2.5504500647308633E-2,1.0678107141231786E-2,1.0228317214741907E-2,1.1046006447627691E-2,2.151412620100451E-2,3.1969126813992145E-2,2.0720714186816876E-2,3.3277123854184777E-2,1.8268192752918636E-2,1.8268192752918636E-2,1.8268192752918636E-2,1.8268192752918636E-2]
[null,null,null,null,null,null,null,null,null,null,null,null,null,null,null,null,null,null,null,null,null,null,null,null,null,null,null,null,null,null,null,null,null,null,null,null,null,null,null,null,null,null,null,null,null,null,null,null,null,null,null,null,null,null,null,null,null,null,null,null,null,null,null,null,null,null,null,null,null,null,null,null,null,null,null,null,null,null,null,null,null,null,null,null,null,null,"%I25th",1.1727017769160497E-2,8.8750920017030971E-3,7.2363154205181074E-3,6.7174323713833257E-3,1.6919503073151175E-2,2.9977677360274444E-3,4.7341793617168273,4.2801897842855068,3.9529881249400378,3.6350115522720152,3.1205447956583074,2.6514033540056743,2.2686969716447756,1.7650231398282168,1.4907421906315228,1.4907421906315228,1.4907421906315228,1.4907421906315228,null,1.1727017769160497E-2,8.8750920017030971E-3,7.2363154205181074E-3,6.7174323713833257E-3,1.6919503073151175E-2,2.9977677360274444E-3,9.9747197385320167E-3,1.8046506158446232E-3,1.4027967329142093E-2,2.5628320861037775E-2,3.0534793299732427E-2,3.3018902221883452E-2,2.4827120047701056E-2,2.4675134114790661E-2,1.1412766475060586E-2,1.1412766475060586E-2,1.1412766475060586E-2,1.1412766475060586E-2]
[null,null,null,null,null,null,null,null,null,null,null,null,null,null,null,null,null,null,null,null,null,null,null,null,null,null,null,null,null,null,null,null,null,null,null,null,null,null,null,null,null,null,null,null,null,null,null,null,null,null,null,null,null,null,null,null,null,null,null,null,null,null,null,null,null,null,null,null,null,null,null,null,null,null,null,null,null,null,null,null,null,null,null,null,null,null,"%I26th",8.9649897200893933E-2,6.8089610739960657E-2,5.391377996103458E-2,2.1050316952591339E-2,5.938777068174252E-3,2.4569232448652317E-2,3.757469950307075E-3,2.4282534739189711E-2,2.3780657033322182E-2,2.5968983423881684E-2,6.5295301252510554E-2,5.2739901808059805E-2,6.5375633720323317E-2,6.3369126769774478E-2,1.4590829165401572E-2,1.4590829165401572E-2,1.4590829165401572E-2,1.4590829165401572E-2,null,8.9649897200893933E-2,6.8089610739960657E-2,5.391377996103458E-2,2.1050316952591339E-2,5.938777068174252E-3,2.4569232448652317E-2,1.9274091312697167E-2,9.2609280787011618E-3,6.5468300774840522E-3,1.3033860973960846E-2,1.1938434624860328E-2,3.3370756331814293E-2,3.1540969608379127E-2,5.1567304564303449E-3,2.4725965418907838E-2,2.4725965418907838E-2,2.4725965418907838E-2,2.4725965418907838E-2]
[null,null,null,null,null,null,null,null,null,null,null,null,null,null,null,null,null,null,null,null,null,null,null,null,null,null,null,null,null,null,null,null,null,null,null,null,null,null,null,null,null,null,null,null,null,null,null,null,null,null,null,null,null,null,null,null,null,null,null,null,null,null,null,null,null,null,null,null,null,null,null,null,null,null,null,null,null,null,null,null,null,null,null,null,null,null,"%I27th",1.3907393441092519E-2,3.3717595304972561E-3,4.9394596225779018E-3,3.2070083294390185E-3,4.3967321794097756E-3,2.2980558645875272E-3,3.252839442295405,3.0308239774490269,2.8548836987084827,2.6663054413782756,2.3398442817209602,1.9778551284018047,1.6921531343850291,1.3164784835484449,1.1444247196509802,1.1444247196509802,1.1444247196509802,1.1444247196509802,null,1.3907393441092519E-2,3.3717595304972561E-3,4.9394596225779018E-3,3.2070083294390185E-3,4.3967321794097756E-3,2.2980558645875272E-3,7.2085755052386114E-3,5.1768592904296749E-3,1.8065609256630612E-2,3.5580214723756047E-2,2.7779409252439966E-2,2.1351245663236453E-2,3.0860740176689907E-2,2.7278943532614237E-2,4.0989455079395026E-3,4.0989455079395026E-3,4.0989455079395026E-3,4.0989455079395026E-3]
[null,null,null,null,null,null,null,null,null,null,null,null,null,null,null,null,null,null,null,null,null,null,null,null,null,null,null,null,null,null,null,null,null,null,null,null,null,null,null,null,null,null,null,null,null,null,null,null,null,null,null,null,null,null,null,null,null,null,null,null,null,null,null,null,null,null,null,null,null,null,null,null,null,null,null,null,null,null,null,null,null,null,null,null,null,null,"%I28th",6.1652275447342975E-2,7.7330572216117666E-2,5.7732114155225014E-2,1.6676090377820665E-2,3.802721299096624E-3,1.7052167486385696E-2,1.2548320701188075E-2,7.9730057586744878E-3,2.405603982234384E-2,1.4043592863803708E-2,2.4130607281785878E-2,7.8933944178201619E-3,3.3476773363164569E-2,3.8184011519726856E-2,2.6144610517182719E-2,2.6144610517182719E-2,2.6144610517182719E-2,2.6144610517182719E-2,null,6.1652275447342975E-2,7.7330572216117666E-2,5.7732114155225014E-2,1.6676090377820665E-2,3.802721299096624E-3,1.7052167486385696E-2,1.6166226723038989E-2,1.4694617779524105E-2,7.5059846520255926E-3,1.5187351436920205E-2,2.1420753921931036E-2,3.7935990198350547E-2,3.7964207349220916E-2,1.0700843332250815E-2,2.6838830885969261E-2,2.6838830885969261E-2,2.6838830885969261E-2,2.6838830885969261E-2]
[null,null,null,null,null,null,null,null,null,null,null,null,null,null,null,null,null,null,null,null,null,null,null,null,null,null,null,null,null,null,null,null,null,null,null,null,null,null,null,null,null,null,null,null,null,null,null,null,null,null,null,null,null,null,null,null,null,null,null,null,null,null,null,null,null,null,null,null,null,null,null,null,null,null,null,null,null,null,null,null,null,null,null,null,null,null,"%I29th",9.3954657003327924E-4,1.1018890687250151E-2,8.6962765453896806E-3,5.4352444694659996E-3,1.2872651452119058E-2,3.8767429858656477E-3,0.2318919803065371,0.1963210537273912,0.16849974275244586,0.15098922323258845,0.12228986346535904,7.9885204484292066E-2,8.1172350034470056E-2,9.5871749783162111E-2,6.2782702984342492E-2,6.2782702984342492E-2,6.2782702984342492E-2,6.2782702984342492E-2,null,9.3954657003327924E-4,1.1018890687250151E-2,8.6962765453896806E-3,5.4352444694659996E-3,1.2872651452119058E-2,3.8767429858656477E-3,8.8527171131440908E-3,2.1042232142420504E-3,1.9285503049367533E-2,3.2960423248406194E-2,2.512765962669597E-2,1.1065716985092977E-2,2.3908639221548018E-2,2.0990324924887303E-2,9.0191152774753026E-3,9.0191152774753026E-3,9.0191152774753026E-3,9.0191152774753026E-3]
[null,null,null,null,null,null,null,null,null,null,null,null,null,null,null,null,null,null,null,null,null,null,null,null,null,null,null,null,null,null,null,null,null,null,null,null,null,null,null,null,null,null,null,null,null,null,null,null,null,null,null,null,null,null,null,null,null,null,null,null,null,null,null,null,null,null,null,null,null,null,null,null,null,null,null,null,null,null,null,null,null,null,null,null,null,null,"%I30th",2.5236090606915292E-2,2.442805622238841E-2,1.5670312761907508E-2,1.6261053627931794E-2,9.4649425244840886E-3,1.2753432495261768E-2,1.096889295986786E-2,1.5744991162487003E-2,2.8395895874380406E-2,1.1414891333344933E-2,1.6922863252702383E-2,4.3861817399848582E-2,2.6845746444462758E-2,3.7834488230546207E-2,3.7858269320807894E-2,3.7858269320807894E-2,3.7858269320807894E-2,3.7858269320807894E-2,null,2.5236090606915292E-2,2.442805622238841E-2,1.5670312761907508E-2,1.6261053627931794E-2,9.4649425244840886E-3,1.2753432495261768E-2,1.3136611954309414E-2,8.5665224176062899E-3,1.6134192696453251E-2,8.7633254025549449E-3,1.3918612923334642E-2,2.7146371266142708E-2,3.1009666916839571E-2,2.6515855160104646E-2,2.2615913803048802E-2,2.2615913803048802E-2,2.2615913803048802E-2,2.2615913803048802E-2]
[null,null,null,null,null,null,null,null,null,null,null,null,null,null,null,null,null,null,null,null,null,null,null,null,null,null,null,null,null,null,null,null,null,null,null,null,null,null,null,null,null,null,null,null,null,null,null,null,null,null,null,null,null,null,null,null,null,null,null,null,null,null,null,null,null,null,null,null,null,null,null,null,null,null,null,null,null,null,null,null,null,null,null,null,null,null,"%I31th",5.7023900587480133E-3,9.1680541801661443E-3,1.238869213554716E-2,2.0242180388411857E-2,6.925894607154344E-2,1.8639269383858875E-2,1.7593255441721935E-2,9.7718488006109817E-3,3.9412802136310687E-3,1.3992389422232632E-2,3.2539928985129959E-2,3.4391848492096103E-2,2.2505893348470082E-2,2.0076844473534472E-2,2.7979789878549877E-2,2.7979789878549877E-2,2.7979789878549877E-2,2.7979789878549877E-2,null,5.7023900587480133E-3,9.1680541801661443E-3,1.238869213554716E-2,2.0242180388411857E-2,6.925894607154344E-2,1.8639269383858875E-2,1.492470727146547E-2,5.4520051925341729E-3,1.2270482615425517E-2,2.7852494878071333E-2,3.3932002964594338E-2,1.8364663069147785E-2,1.5128667271589605E-2,1.9500137963043538E-2,1.7037158342395747E-2,1.7037158342395747E-2,1.7037158342395747E-2,1.7037158342395747E-2]
[null,null,null,null,null,null,null,null,null,null,null,null,null,null,null,null,null,null,null,null,null,null,null,null,null,null,null,null,null,null,null,null,null,null,null,null,null,null,null,null,null,null,null,null,null,null,null,null,null,null,null,null,null,null,null,null,null,null,null,null,null,null,null,null,null,null,null,null,null,null,null,null,null,null,null,null,null,null,null,null,null,null,null,null,null,null,"%I32th",9.727614081626014E-3,4.9039761791573573E-3,8.5662043303524355E-3,1.7023846266432635E-2,1.105844235254509E-2,7.3436707869888639E-3,2.5504500647308633E-2,1.0678107141231786E-2,1.0228317214741907E-2,1.1046006447627691E-2,2.151412620100451E-2,3.1969126813992145E-2,2.0720714186816876E-2,3.3277123854184777E-2,1.8268192752918636E-2,1.8268192752918636E-2,1.8268192752918636E-2,1.8268192752918636E-2,null,9.727614081626014E-3,4.9039761791573573E-3,8.5662043303524355E-3,1.7023846266432635E-2,1.105844235254509E-2,7.3436707869888639E-3,4.5142384141616653E-3,9.1728571845476753E-3,2.2427831145987457E-2,1.4675144686509682E-2,1.4561776408247205E-2,2.0333062592919268E-2,1.7481569185584276E-2,2.7014366075174181E-2,2.2470907995304781E-2,2.2470907995304781E-2,2.2470907995304781E-2,2.2470907995304781E-2]
[null,null,null,null,null,null,null,null,null,null,null,null,null,null,null,null,null,null,null,null,null,null,null,null,null,null,null,null,null,null,null,null,null,null,null,null,null,null,null,null,null,null,null,null,null,null,null,null,null,null,null,null,null,null,null,null,null,null,null,null,null,null,null,null,null,null,null,null,null,null,null,null,null,null,null,null,null,null,null,null,null,null,null,null,null,null,"%I33rd",0.20576048378974357,0.13220045296384261,0.10630972552026165,0.2507736417838235,0.39517155139025523,0.21632590845873129,9.9747197385320167E-3,1.8046506158446232E-3,1.4027967329142093E-2,2.5628320861037775E-2,3.0534793299732427E-2,3.3018902221883452E-2,2.4827120047701056E-2,2.4675134114790661E-2,1.1412766475060586E-2,1.1412766475060586E-2,1.1412766475060586E-2,1.1412766475060586E-2,null,0.20576048378974357,0.13220045296384261,0.10630972552026165,0.2507736417838235,0.39517155139025523,0.21632590845873129,0.14704604914589733,0.10921393397759337,9.8928578347118129E-2,0.10784261653089898,6.8035490052639591E-2,4.4881996760354474E-2,5.2646975746586888E-2,5.7190743647352923E-2,3.9898949694494326E-2,3.9898949694494326E-2,3.9898949694494326E-2,3.9898949694494326E-2]
[null,null,null,null,null,null,null,null,null,null,null,null,null,null,null,null,null,null,null,null,null,null,null,null,null,null,null,null,null,null,null,null,null,null,null,null,null,null,null,null,null,null,null,null,null,null,null,null,null,null,null,null,null,null,null,null,null,null,null,null,null,null,null,null,null,null,null,null,null,null,null,null,null,null,null,null,null,null,null,null,null,null,null,null,null,null,"%I35th",3.4379200646929222,2.692552128313237,2.280382112552517,1.7883803197504067,1.0718021676428096,0.94291660315774406,1.9274091312697167E-2,9.2609280787011618E-3,6.5468300774840522E-3,1.3033860973960846E-2,1.1938434624860328E-2,3.3370756331814293E-2,3.1540969608379127E-2,5.1567304564303449E-3,2.4725965418907838E-2,2.4725965418907838E-2,2.4725965418907838E-2,2.4725965418907838E-2,null,3.4379200646929222,2.692552128313237,2.280382112552517,1.7883803197504067,1.0718021676428096,0.94291660315774406,0.7898508821438025,0.7103685854009778,0.68745248208616949,0.69071064549463745,0.66892334017949551,0.57550807357733214,0.50176169338292664,0.39158197855504062,0.32684614648990862,0.32684614648990862,0.32684614648990862,0.32684614648990862]
[null,null,null,null,null,null,null,null,null,null,null,null,null,null,null,null,null,null,null,null,null,null,null,null,null,null,null,null,null,null,null,null,null,null,null,null,null,null,null,null,null,null,null,null,null,null,null,null,null,null,null,null,null,null,null,null,null,null,null,null,null,null,null,null,null,null,null,null,null,null,null,null,null,null,null,null,null,null,null,null,null,null,null,null,null,null,"%I37th",2.6487380538563157,1.8196263585594208,1.7516339295500467,1.3914930567240098,1.1044057518806925,0.74207704094015403,7.2085755052386114E-3,5.1768592904296749E-3,1.8065609256630612E-2,3.5580214723756047E-2,2.7779409252439966E-2,2.1351245663236453E-2,3.0860740176689907E-2,2.7278943532614237E-2,4.0989455079395026E-3,4.0989455079395026E-3,4.0989455079395026E-3,4.0989455079395026E-3,null,2.6487380538563157,1.8196263585594208,1.7516339295500467,1.3914930567240098,1.1044057518806925,0.74207704094015403,0.61080894234635796,0.54050461095583169,0.51731523018900227,0.52476955649287882,0.52813859185469569,0.44341626789869476,0.38889064481825902,0.30348035406316848,0.26921243493609986,0.26921243493609986,0.26921243493609986,0.26921243493609986]
[null,null,null,null,null,null,null,null,null,null,null,null,null,null,null,null,null,null,null,null,null,null,null,null,null,null,null,null,null,null,null,null,null,null,null,null,null,null,null,null,null,null,null,null,null,null,null,null,null,null,null,null,null,null,null,null,null,null,null,null,null,null,null,null,null,null,null,null,null,null,null,null,null,null,null,null,null,null,null,null,null,null,null,null,null,null,"%I39th",8.113978830611776E-2,7.0622842085149962E-2,4.7226058846518454E-2,0.17659070515881739,0.37089696467502004,0.17924918479012111,1.6166226723038989E-2,1.4694617779524105E-2,7.5059846520255926E-3,1.5187351436920205E-2,2.1420753921931036E-2,3.7935990198350547E-2,3.7964207349220916E-2,1.0700843332250815E-2,2.6838830885969261E-2,2.6838830885969261E-2,2.6838830885969261E-2,2.6838830885969261E-2,null,8.113978830611776E-2,7.0622842085149962E-2,4.7226058846518454E-2,0.17659070515881739,0.37089696467502004,0.17924918479012111,0.11846958683805218,0.10006015871161984,7.9881344361443993E-2,8.0010650323335403E-2,5.9109737031112913E-2,4.6668573377978043E-2,4.067582663265084E-2,4.5605920083175669E-2,2.9272196241193555E-2,2.9272196241193555E-2,2.9272196241193555E-2,2.9272196241193555E-2]
[null,null,null,null,null,null,null,null,null,null,null,null,null,null,null,null,null,null,null,null,null,null,null,null,null,null,null,null,null,null,null,null,null,null,null,null,null,null,null,null,null,null,null,null,null,null,null,null,null,null,null,null,null,null,null,null,null,null,null,null,null,null,null,null,null,null,null,null,null,null,null,null,null,null,null,null,null,null,null,null,null,null,null,null,null,null,"%I41th",1.0809591283812354E-2,8.0771954557368898E-3,7.8639991809194322E-3,2.5023528686608038E-2,7.3480969378920222E-2,1.9794944603662129E-2,8.8527171131440908E-3,2.1042232142420504E-3,1.9285503049367533E-2,3.2960423248406194E-2,2.512765962669597E-2,1.1065716985092977E-2,2.3908639221548018E-2,2.0990324924887303E-2,9.0191152774753026E-3,9.0191152774753026E-3,9.0191152774753026E-3,9.0191152774753026E-3,null,1.0809591283812354E-2,8.0771954557368898E-3,7.8639991809194322E-3,2.5023528686608038E-2,7.3480969378920222E-2,1.9794944603662129E-2,9.0878141090587772E-3,2.2685459351321916E-3,8.4933312969213016E-3,8.0598175442873621E-3,2.6682288707722313E-2,1.2307635602958802E-2,9.1678726077875326E-3,7.7824699482444215E-3,1.5294264036182764E-2,1.5294264036182764E-2,1.5294264036182764E-2,1.5294264036182764E-2]
[null,null,null,null,null,null,null,null,null,null,null,null,null,null,null,null,null,null,null,null,null,null,null,null,null,null,null,null,null,null,null,null,null,null,null,null,null,null,null,null,null,null,null,null,null,null,null,null,null,null,null,null,null,null,null,null,null,null,null,null,null,null,null,null,null,null,null,null,null,null,null,null,null,null,null,null,null,null,null,null,null,null,null,null,null,null,"%I43th",1.0526971018011306E-2,5.8877695209537725E-3,5.3878396253846236E-3,8.0560929765094002E-3,1.1109143979364172E-2,1.4247038995400228E-3,1.3136611954309414E-2,8.5665224176062899E-3,1.6134192696453251E-2,8.7633254025549449E-3,1.3918612923334642E-2,2.7146371266142708E-2,3.1009666916839571E-2,2.6515855160104646E-2,2.2615913803048802E-2,2.2615913803048802E-2,2.2615913803048802E-2,2.2615913803048802E-2,null,1.0526971018011306E-2,5.8877695209537725E-3,5.3878396253846236E-3,8.0560929765094002E-3,1.1109143979364172E-2,1.4247038995400228E-3,9.6217900049674968E-3,5.0978707064045625E-3,1.0642798690601975E-2,1.5498038155240644E-2,2.5566885333398331E-2,8.8856536667410325E-3,1.4014164019625283E-2,1.1975786181104762E-2,6.6432575438419416E-3,6.6432575438419416E-3,6.6432575438419416E-3,6.6432575438419416E-3]
[null,null,null,null,null,null,null,null,null,null,null,null,null,null,null,null,null,null,null,null,null,null,null,null,null,null,null,null,null,null,null,null,null,null,null,null,null,null,null,null,null,null,null,null,null,null,null,null,null,null,null,null,null,null,null,null,null,null,null,null,null,null,null,null,null,null,null,null,null,null,null,null,null,null,null,null,null,null,null,null,null,null,null,null,null,null,"%I45th",9.5128305568926083E-3,1.2685427333356913E-3,2.6131325396649254E-3,7.1070318853594676E-4,3.214585154420069E-3,1.4101403537754608E-3,1.492470727146547E-2,5.4520051925341729E-3,1.2270482615425517E-2,2.7852494878071333E-2,3.3932002964594338E-2,1.8364663069147785E-2,1.5128667271589605E-2,1.9500137963043538E-2,1.7037158342395747E-2,1.7037158342395747E-2,1.7037158342395747E-2,1.7037158342395747E-2,null,9.5128305568926083E-3,1.2685427333356913E-3,2.6131325396649254E-3,7.1070318853594676E-4,3.214585154420069E-3,1.4101403537754608E-3,9.4822295982002723E-3,6.4075525270483151E-3,2.1115193378001419E-2,2.5388740039829782E-2,2.5243694568105404E-2,2.3867570929863514E-2,1.9195359683666917E-2,1.4708782717767908E-2,2.0494652348951028E-3,2.0494652348951028E-3,2.0494652348951028E-3,2.0494652348951028E-3]
[null,null,null,null,null,null,null,null,null,null,null,null,null,null,null,null,null,null,null,null,null,null,null,null,null,null,null,null,null,null,null,null,null,null,null,null,null,null,null,null,null,null,null,null,null,null,null,null,null,null,null,null,null,null,null,null,null,null,null,null,null,null,null,null,null,null,null,null,null,null,null,null,null,null,null,null,null,null,null,null,null,null,null,null,null,null,"%I47th",1.2299421125844973E-2,7.64764519525718E-3,4.8325969829784059E-3,3.0098525798587876E-3,1.6175552593615208E-2,1.1802151171919492E-3,4.5142384141616653E-3,9.1728571845476753E-3,2.2427831145987457E-2,1.4675144686509682E-2,1.4561776408247205E-2,2.0333062592919268E-2,1.7481569185584276E-2,2.7014366075174181E-2,2.2470907995304781E-2,2.2470907995304781E-2,2.2470907995304781E-2,2.2470907995304781E-2,null,1.2299421125844973E-2,7.64764519525718E-3,4.8325969829784059E-3,3.0098525798587876E-3,1.6175552593615208E-2,1.1802151171919492E-3,8.4674872211351546E-3,3.4932603242531566E-3,1.2343882550107009E-2,2.474132658170294E-2,2.5455580168724831E-2,1.8308251680956376E-2,1.4470798570680536E-2,1.2121007263721844E-2,5.2924617429302608E-3,5.2924617429302608E-3,5.2924617429302608E-3,5.2924617429302608E-3]
[null,null,null,null,null,null,null,null,null,null,null,null,null,null,null,null,null,null,null,null,null,null,null,null,null,null,null,null,null,null,null,null,null,null,null,null,null,null,null,null,null,null,null,null,null,null,null,null,null,null,null,null,null,null,null,null,null,null,null,null,null,null,null,null,null,null,null,null,null,null,null,null,null,null,null,null,null,null,null,null,null,null,null,null,null,null,"%I49th",1.1294488968477919E-2,6.3303716167449524E-3,7.4012839362233001E-3,1.8889210365849254E-2,6.7541507344179311E-2,2.0497665276439044E-2,0.14704604914589733,0.10921393397759337,9.8928578347118129E-2,0.10784261653089898,6.8035490052639591E-2,4.4881996760354474E-2,5.2646975746586888E-2,5.7190743647352923E-2,3.9898949694494326E-2,3.9898949694494326E-2,3.9898949694494326E-2,3.9898949694494326E-2,null,1.1294488968477919E-2,6.3303716167449524E-3,7.4012839362233001E-3,1.8889210365849254E-2,6.7541507344179311E-2,2.0497665276439044E-2,1.6943878132574509E-2,1.1377721994185234E-2,7.448249718040886E-3,2.0976561826804348E-2,2.666932820412872E-2,4.9428329258768026E-3,7.3933876460087243E-3,1.2272799902739323E-2,8.4575244769216872E-3,8.4575244769216872E-3,8.4575244769216872E-3,8.4575244769216872E-3]
[]
[null,null,null,null,null,null,null,null,null,null,null,null,null,null,null,null,null,null,null,null,null,null,null,null,null,null,null,null,null,null,null,null,null,null,null,null,null,null,null,null,null,null,null,null,null,null,null,null,null,null,null,null,null,null,null,null,null,null,null,null,null,null,null,null,null,null,null,null,null,null,null,null,null,null,null,null,null,null,null,null,null,null,null,null,null,12]
[null,null,null,null,null,null,null,null,null,null,null,null,null,null,null,null,null,null,null,null,null,null,null,null,null,null,null,null,null,null,null,null,null,null,null,null,null,null,null,null,null,null,null,null,null,null,null,null,null,null,null,null,null,null,null,null,null,null,null,null,null,null,null,null,null,null,null,null,null,null,null,null,null,null,null,null,null,null,null,null,null,null,null,null,null,null,"%Zloop"]
[null,null,null,null,null,null,null,null,null,null,null,null,null,null,null,null,null,null,null,null,null,null,null,null,null,null,null,null,null,null,null,null,null,null,null,null,null,null,null,null,null,null,null,null,null,null,null,null,null,null,null,null,null,null,null,null,null,null,null,null,null,null,null,null,null,null,null,null,null,null,null,null,null,null,null,null,null,null,null,null,null,null,null,null,null,null,"Kfactor"]
[null,null,null,null,null,null,null,null,null,null,null,null,null,null,null,null,null,null,null,null,null,null,null,null,null,null,null,null,null,null,null,null,null,null,null,null,null,null,null,null,null,null,null,null,null,null,null,null,null,null,null,null,null,null,null,null,null,null,null,null,null,null,null,null,null,null,null,null,null,null,null,null,null,null,null,null,null,null,null,null,null,null,null,null,null,null,"%Ithd"]
[null,null,null,null,null,null,null,null,null,null,null,null,null,null,null,null,null,null,null,null,null,null,null,null,null,null,null,null,null,null,null,null,null,null,null,null,null,null,null,null,null,null,null,null,null,null,null,null,null,null,null,null,null,null,null,null,null,null,null,null,null,null,null,null,null,null,null,null,null,null,null,null,null,null,null,null,null,null,null,null,null,null,null,null,null,null,"Irms/If"]
[null,null,null,null,null,null,null,null,null,null,null,null,null,null,null,null,null,null,null,null,null,null,null,null,null,null,null,null,null,null,null,null,null,null,null,null,null,null,null,null,null,null,null,null,null,null,null,null,null,null,null,null,null,null,null,null,null,null,null,null,null,null,null,null,null,null,null,null,null,null,null,null,null,null,null,null,null,null,null,null,null,null,null,null,null,null,"Ih/If"]
[null,null,null,null,null,null,null,null,null,null,null,null,null,null,null,null,null,null,null,null,null,null,null,null,null,null,null,null,null,null,null,null,null,null,null,null,null,null,null,null,null,null,null,null,null,null,null,null,null,null,null,null,null,null,null,null,null,null,null,null,null,null,null,null,null,null,null,null,null,null,null,null,null,null,null,null,null,null,null,null,null,null,null,null,null,null,"DispPF"]
[null,null,null,null,null,null,null,null,null,null,null,null,null,null,null,null,null,null,null,null,null,null,null,null,null,null,null,null,null,null,null,null,null,null,null,null,null,null,null,null,null,null,null,null,null,null,null,null,null,null,null,null,null,null,null,null,null,null,null,null,null,null,null,null,null,null,null,null,null,null,null,null,null,null,null,null,null,null,null,null,null,null,null,null,null,null,"ActPF"]
[null,null,null,null,null,null,null,null,null,null,null,null,null,null,null,null,null,null,null,null,null,null,null,null,null,null,null,null,null,null,null,null,null,null,null,null,null,null,null,null,null,null,null,null,null,null,null,null,null,null,null,null,null,null,null,null,null,null,null,null,null,null,null,null,null,null,null,null,null,null,null,null,null,null,null,null,null,null,null,null,null,null,null,null,null,null,"%Vthd"]
[null,null,null,null,null,null,null,null,null,null,null,null,null,null,null,null,null,null,null,null,null,null,null,null,null,null,null,null,null,null,null,null,null,null,null,null,null,null,null,null,null,null,null,null,null,null,null,null,null,null,null,null,null,null,null,null,null,null,null,null,null,null,null,null,null,null,null,null,null,null,null,null,null,null,null,null,null,null,null,null,null,null,null,null,null,null,"Vrms/Vs"]
[null,null,null,null,null,null,null,null,null,null,null,null,null,null,null,null,null,null,null,null,null,null,null,null,null,null,null,null,null,null,null,null,null,null,null,null,null,null,null,null,null,null,null,null,null,null,null,null,null,null,null,null,null,null,null,null,null,null,null,null,null,null,null,null,null,null,null,null,null,null,null,null,null,null,null,null,null,null,null,null,null,null,null,null,null,null,"Vbus/Vs"]
[null,null,null,null,null,null,null,null,null,null,null,null,null,null,null,null,null,null,null,null,null,null,null,null,null,null,null,null,null,null,null,null,null,null,null,null,null,null,null,null,null,null,null,null,null,null,null,null,null,null,null,null,null,null,null,null,null,null,null,null,null,null,null,null,null,null,null,null,null,null,null,null,null,null,null,null,null,null,null,null,null,null,null,null,null,null,"%I2nd"]
[null,null,null,null,null,null,null,null,null,null,null,null,null,null,null,null,null,null,null,null,null,null,null,null,null,null,null,null,null,null,null,null,null,null,null,null,null,null,null,null,null,null,null,null,null,null,null,null,null,null,null,null,null,null,null,null,null,null,null,null,null,null,null,null,null,null,null,null,null,null,null,null,null,null,null,null,null,null,null,null,null,null,null,null,null,null,"%I3rd"]
[null,null,null,null,null,null,null,null,null,null,null,null,null,null,null,null,null,null,null,null,null,null,null,null,null,null,null,null,null,null,null,null,null,null,null,null,null,null,null,null,null,null,null,null,null,null,null,null,null,null,null,null,null,null,null,null,null,null,null,null,null,null,null,null,null,null,null,null,null,null,null,null,null,null,null,null,null,null,null,null,null,null,null,null,null,null,"%I4th"]
[null,null,null,null,null,null,null,null,null,null,null,null,null,null,null,null,null,null,null,null,null,null,null,null,null,null,null,null,null,null,null,null,null,null,null,null,null,null,null,null,null,null,null,null,null,null,null,null,null,null,null,null,null,null,null,null,null,null,null,null,null,null,null,null,null,null,null,null,null,null,null,null,null,null,null,null,null,null,null,null,null,null,null,null,null,null,"%I5th"]
[null,null,null,null,null,null,null,null,null,null,null,null,null,null,null,null,null,null,null,null,null,null,null,null,null,null,null,null,null,null,null,null,null,null,null,null,null,null,null,null,null,null,null,null,null,null,null,null,null,null,null,null,null,null,null,null,null,null,null,null,null,null,null,null,null,null,null,null,null,null,null,null,null,null,null,null,null,null,null,null,null,null,null,null,null,null,"%I6th"]
[null,null,null,null,null,null,null,null,null,null,null,null,null,null,null,null,null,null,null,null,null,null,null,null,null,null,null,null,null,null,null,null,null,null,null,null,null,null,null,null,null,null,null,null,null,null,null,null,null,null,null,null,null,null,null,null,null,null,null,null,null,null,null,null,null,null,null,null,null,null,null,null,null,null,null,null,null,null,null,null,null,null,null,null,null,null,"%I7th"]
[null,null,null,null,null,null,null,null,null,null,null,null,null,null,null,null,null,null,null,null,null,null,null,null,null,null,null,null,null,null,null,null,null,null,null,null,null,null,null,null,null,null,null,null,null,null,null,null,null,null,null,null,null,null,null,null,null,null,null,null,null,null,null,null,null,null,null,null,null,null,null,null,null,null,null,null,null,null,null,null,null,null,null,null,null,null,"%I8th"]
[null,null,null,null,null,null,null,null,null,null,null,null,null,null,null,null,null,null,null,null,null,null,null,null,null,null,null,null,null,null,null,null,null,null,null,null,null,null,null,null,null,null,null,null,null,null,null,null,null,null,null,null,null,null,null,null,null,null,null,null,null,null,null,null,null,null,null,null,null,null,null,null,null,null,null,null,null,null,null,null,null,null,null,null,null,null,"%I9th"]
[null,null,null,null,null,null,null,null,null,null,null,null,null,null,null,null,null,null,null,null,null,null,null,null,null,null,null,null,null,null,null,null,null,null,null,null,null,null,null,null,null,null,null,null,null,null,null,null,null,null,null,null,null,null,null,null,null,null,null,null,null,null,null,null,null,null,null,null,null,null,null,null,null,null,null,null,null,null,null,null,null,null,null,null,null,null,"%I10th"]
[null,null,null,null,null,null,null,null,null,null,null,null,null,null,null,null,null,null,null,null,null,null,null,null,null,null,null,null,null,null,null,null,null,null,null,null,null,null,null,null,null,null,null,null,null,null,null,null,null,null,null,null,null,null,null,null,null,null,null,null,null,null,null,null,null,null,null,null,null,null,null,null,null,null,null,null,null,null,null,null,null,null,null,null,null,null,"%I11th"]
[null,null,null,null,null,null,null,null,null,null,null,null,null,null,null,null,null,null,null,null,null,null,null,null,null,null,null,null,null,null,null,null,null,null,null,null,null,null,null,null,null,null,null,null,null,null,null,null,null,null,null,null,null,null,null,null,null,null,null,null,null,null,null,null,null,null,null,null,null,null,null,null,null,null,null,null,null,null,null,null,null,null,null,null,null,null,"%I12th"]
[null,null,null,null,null,null,null,null,null,null,null,null,null,null,null,null,null,null,null,null,null,null,null,null,null,null,null,null,null,null,null,null,null,null,null,null,null,null,null,null,null,null,null,null,null,null,null,null,null,null,null,null,null,null,null,null,null,null,null,null,null,null,null,null,null,null,null,null,null,null,null,null,null,null,null,null,null,null,null,null,null,null,null,null,null,null,"%I13th"]
[null,null,null,null,null,null,null,null,null,null,null,null,null,null,null,null,null,null,null,null,null,null,null,null,null,null,null,null,null,null,null,null,null,null,null,null,null,null,null,null,null,null,null,null,null,null,null,null,null,null,null,null,null,null,null,null,null,null,null,null,null,null,null,null,null,null,null,null,null,null,null,null,null,null,null,null,null,null,null,null,null,null,null,null,null,null,"%I14th"]
[null,null,null,null,null,null,null,null,null,null,null,null,null,null,null,null,null,null,null,null,null,null,null,null,null,null,null,null,null,null,null,null,null,null,null,null,null,null,null,null,null,null,null,null,null,null,null,null,null,null,null,null,null,null,null,null,null,null,null,null,null,null,null,null,null,null,null,null,null,null,null,null,null,null,null,null,null,null,null,null,null,null,null,null,null,null,"%I15th"]
[null,null,null,null,null,null,null,null,null,null,null,null,null,null,null,null,null,null,null,null,null,null,null,null,null,null,null,null,null,null,null,null,null,null,null,null,null,null,null,null,null,null,null,null,null,null,null,null,null,null,null,null,null,null,null,null,null,null,null,null,null,null,null,null,null,null,null,null,null,null,null,null,null,null,null,null,null,null,null,null,null,null,null,null,null,null,"%I16th"]
[null,null,null,null,null,null,null,null,null,null,null,null,null,null,null,null,null,null,null,null,null,null,null,null,null,null,null,null,null,null,null,null,null,null,null,null,null,null,null,null,null,null,null,null,null,null,null,null,null,null,null,null,null,null,null,null,null,null,null,null,null,null,null,null,null,null,null,null,null,null,null,null,null,null,null,null,null,null,null,null,null,null,null,null,null,null,"%I17th"]
[null,null,null,null,null,null,null,null,null,null,null,null,null,null,null,null,null,null,null,null,null,null,null,null,null,null,null,null,null,null,null,null,null,null,null,null,null,null,null,null,null,null,null,null,null,null,null,null,null,null,null,null,null,null,null,null,null,null,null,null,null,null,null,null,null,null,null,null,null,null,null,null,null,null,null,null,null,null,null,null,null,null,null,null,null,null,"%I18th"]
[null,null,null,null,null,null,null,null,null,null,null,null,null,null,null,null,null,null,null,null,null,null,null,null,null,null,null,null,null,null,null,null,null,null,null,null,null,null,null,null,null,null,null,null,null,null,null,null,null,null,null,null,null,null,null,null,null,null,null,null,null,null,null,null,null,null,null,null,null,null,null,null,null,null,null,null,null,null,null,null,null,null,null,null,null,null,"%I19th"]
[null,null,null,null,null,null,null,null,null,null,null,null,null,null,null,null,null,null,null,null,null,null,null,null,null,null,null,null,null,null,null,null,null,null,null,null,null,null,null,null,null,null,null,null,null,null,null,null,null,null,null,null,null,null,null,null,null,null,null,null,null,null,null,null,null,null,null,null,null,null,null,null,null,null,null,null,null,null,null,null,null,null,null,null,null,null,"%I20th"]
[null,null,null,null,null,null,null,null,null,null,null,null,null,null,null,null,null,null,null,null,null,null,null,null,null,null,null,null,null,null,null,null,null,null,null,null,null,null,null,null,null,null,null,null,null,null,null,null,null,null,null,null,null,null,null,null,null,null,null,null,null,null,null,null,null,null,null,null,null,null,null,null,null,null,null,null,null,null,null,null,null,null,null,null,null,null,"%I21th"]
[null,null,null,null,null,null,null,null,null,null,null,null,null,null,null,null,null,null,null,null,null,null,null,null,null,null,null,null,null,null,null,null,null,null,null,null,null,null,null,null,null,null,null,null,null,null,null,null,null,null,null,null,null,null,null,null,null,null,null,null,null,null,null,null,null,null,null,null,null,null,null,null,null,null,null,null,null,null,null,null,null,null,null,null,null,null,"%I22th"]
[null,null,null,null,null,null,null,null,null,null,null,null,null,null,null,null,null,null,null,null,null,null,null,null,null,null,null,null,null,null,null,null,null,null,null,null,null,null,null,null,null,null,null,null,null,null,null,null,null,null,null,null,null,null,null,null,null,null,null,null,null,null,null,null,null,null,null,null,null,null,null,null,null,null,null,null,null,null,null,null,null,null,null,null,null,null,"%I23th"]
[null,null,null,null,null,null,null,null,null,null,null,null,null,null,null,null,null,null,null,null,null,null,null,null,null,null,null,null,null,null,null,null,null,null,null,null,null,null,null,null,null,null,null,null,null,null,null,null,null,null,null,null,null,null,null,null,null,null,null,null,null,null,null,null,null,null,null,null,null,null,null,null,null,null,null,null,null,null,null,null,null,null,null,null,null,null,"%I24th"]
[null,null,null,null,null,null,null,null,null,null,null,null,null,null,null,null,null,null,null,null,null,null,null,null,null,null,null,null,null,null,null,null,null,null,null,null,null,null,null,null,null,null,null,null,null,null,null,null,null,null,null,null,null,null,null,null,null,null,null,null,null,null,null,null,null,null,null,null,null,null,null,null,null,null,null,null,null,null,null,null,null,null,null,null,null,null,"%I25th"]
[null,null,null,null,null,null,null,null,null,null,null,null,null,null,null,null,null,null,null,null,null,null,null,null,null,null,null,null,null,null,null,null,null,null,null,null,null,null,null,null,null,null,null,null,null,null,null,null,null,null,null,null,null,null,null,null,null,null,null,null,null,null,null,null,null,null,null,null,null,null,null,null,null,null,null,null,null,null,null,null,null,null,null,null,null,null,"%I26th"]
[null,null,null,null,null,null,null,null,null,null,null,null,null,null,null,null,null,null,null,null,null,null,null,null,null,null,null,null,null,null,null,null,null,null,null,null,null,null,null,null,null,null,null,null,null,null,null,null,null,null,null,null,null,null,null,null,null,null,null,null,null,null,null,null,null,null,null,null,null,null,null,null,null,null,null,null,null,null,null,null,null,null,null,null,null,null,"%I27th"]
[null,null,null,null,null,null,null,null,null,null,null,null,null,null,null,null,null,null,null,null,null,null,null,null,null,null,null,null,null,null,null,null,null,null,null,null,null,null,null,null,null,null,null,null,null,null,null,null,null,null,null,null,null,null,null,null,null,null,null,null,null,null,null,null,null,null,null,null,null,null,null,null,null,null,null,null,null,null,null,null,null,null,null,null,null,null,"%I28th"]
[null,null,null,null,null,null,null,null,null,null,null,null,null,null,null,null,null,null,null,null,null,null,null,null,null,null,null,null,null,null,null,null,null,null,null,null,null,null,null,null,null,null,null,null,null,null,null,null,null,null,null,null,null,null,null,null,null,null,null,null,null,null,null,null,null,null,null,null,null,null,null,null,null,null,null,null,null,null,null,null,null,null,null,null,null,null,"%I29th"]
[null,null,null,null,null,null,null,null,null,null,null,null,null,null,null,null,null,null,null,null,null,null,null,null,null,null,null,null,null,null,null,null,null,null,null,null,null,null,null,null,null,null,null,null,null,null,null,null,null,null,null,null,null,null,null,null,null,null,null,null,null,null,null,null,null,null,null,null,null,null,null,null,null,null,null,null,null,null,null,null,null,null,null,null,null,null,"%I30th"]
[null,null,null,null,null,null,null,null,null,null,null,null,null,null,null,null,null,null,null,null,null,null,null,null,null,null,null,null,null,null,null,null,null,null,null,null,null,null,null,null,null,null,null,null,null,null,null,null,null,null,null,null,null,null,null,null,null,null,null,null,null,null,null,null,null,null,null,null,null,null,null,null,null,null,null,null,null,null,null,null,null,null,null,null,null,null,"%I31th"]
[null,null,null,null,null,null,null,null,null,null,null,null,null,null,null,null,null,null,null,null,null,null,null,null,null,null,null,null,null,null,null,null,null,null,null,null,null,null,null,null,null,null,null,null,null,null,null,null,null,null,null,null,null,null,null,null,null,null,null,null,null,null,null,null,null,null,null,null,null,null,null,null,null,null,null,null,null,null,null,null,null,null,null,null,null,null,"%I32th"]
[null,null,null,null,null,null,null,null,null,null,null,null,null,null,null,null,null,null,null,null,null,null,null,null,null,null,null,null,null,null,null,null,null,null,null,null,null,null,null,null,null,null,null,null,null,null,null,null,null,null,null,null,null,null,null,null,null,null,null,null,null,null,null,null,null,null,null,null,null,null,null,null,null,null,null,null,null,null,null,null,null,null,null,null,null,null,"%I33rd"]
[null,null,null,null,null,null,null,null,null,null,null,null,null,null,null,null,null,null,null,null,null,null,null,null,null,null,null,null,null,null,null,null,null,null,null,null,null,null,null,null,null,null,null,null,null,null,null,null,null,null,null,null,null,null,null,null,null,null,null,null,null,null,null,null,null,null,null,null,null,null,null,null,null,null,null,null,null,null,null,null,null,null,null,null,null,null,"%I35th"]
[null,null,null,null,null,null,null,null,null,null,null,null,null,null,null,null,null,null,null,null,null,null,null,null,null,null,null,null,null,null,null,null,null,null,null,null,null,null,null,null,null,null,null,null,null,null,null,null,null,null,null,null,null,null,null,null,null,null,null,null,null,null,null,null,null,null,null,null,null,null,null,null,null,null,null,null,null,null,null,null,null,null,null,null,null,null,"%I37th"]
[null,null,null,null,null,null,null,null,null,null,null,null,null,null,null,null,null,null,null,null,null,null,null,null,null,null,null,null,null,null,null,null,null,null,null,null,null,null,null,null,null,null,null,null,null,null,null,null,null,null,null,null,null,null,null,null,null,null,null,null,null,null,null,null,null,null,null,null,null,null,null,null,null,null,null,null,null,null,null,null,null,null,null,null,null,null,"%I39th"]
[null,null,null,null,null,null,null,null,null,null,null,null,null,null,null,null,null,null,null,null,null,null,null,null,null,null,null,null,null,null,null,null,null,null,null,null,null,null,null,null,null,null,null,null,null,null,null,null,null,null,null,null,null,null,null,null,null,null,null,null,null,null,null,null,null,null,null,null,null,null,null,null,null,null,null,null,null,null,null,null,null,null,null,null,null,null,"%I41th"]
[null,null,null,null,null,null,null,null,null,null,null,null,null,null,null,null,null,null,null,null,null,null,null,null,null,null,null,null,null,null,null,null,null,null,null,null,null,null,null,null,null,null,null,null,null,null,null,null,null,null,null,null,null,null,null,null,null,null,null,null,null,null,null,null,null,null,null,null,null,null,null,null,null,null,null,null,null,null,null,null,null,null,null,null,null,null,"%I43th"]
[null,null,null,null,null,null,null,null,null,null,null,null,null,null,null,null,null,null,null,null,null,null,null,null,null,null,null,null,null,null,null,null,null,null,null,null,null,null,null,null,null,null,null,null,null,null,null,null,null,null,null,null,null,null,null,null,null,null,null,null,null,null,null,null,null,null,null,null,null,null,null,null,null,null,null,null,null,null,null,null,null,null,null,null,null,null,"%I45th"]
[null,null,null,null,null,null,null,null,null,null,null,null,null,null,null,null,null,null,null,null,null,null,null,null,null,null,null,null,null,null,null,null,null,null,null,null,null,null,null,null,null,null,null,null,null,null,null,null,null,null,null,null,null,null,null,null,null,null,null,null,null,null,null,null,null,null,null,null,null,null,null,null,null,null,null,null,null,null,null,null,null,null,null,null,null,null,"%I47th"]
[null,null,null,null,null,null,null,null,null,null,null,null,null,null,null,null,null,null,null,null,null,null,null,null,null,null,null,null,null,null,null,null,null,null,null,null,null,null,null,null,null,null,null,null,null,null,null,null,null,null,null,null,null,null,null,null,null,null,null,null,null,null,null,null,null,null,null,null,null,null,null,null,null,null,null,null,null,null,null,null,null,null,null,null,null,null,"%I49th"]

{"sheet":"%Vthd","index":2,"n_rows":624,"n_cols":150,"rows_kept":624,"cut":false,"hidden":false,"merged":[[53,86,53,89],[1,86,1,89],[105,86,105,89],[521,86,521,89],[313,86,313,89],[157,86,157,91],[209,86,209,90],[261,86,261,88],[261,96,261,103],[365,86,365,88],[469,86,469,89],[1,0,1,3],[3,14,3,15],[2,7,2,8],[2,14,2,15],[3,0,3,3],[2,0,2,3],[2,4,2,5],[3,4,3,5],[4,14,4,15],[5,0,5,2],[5,7,5,9],[5,14,5,15],[4,4,4,5],[0,14,0,15],[0,16,0,22],[1,7,1,8],[1,14,1,15],[1,16,1,18],[1,20,1,22],[0,0,0,1],[0,2,0,5],[0,6,0,8],[0,9,0,10],[0,12,0,13],[4,7,4,8],[5,4,5,5],[4,0,4,2],[7,4,7,5],[6,14,6,15],[8,4,8,5],[6,0,6,2],[8,0,8,2],[7,0,7,2],[11,14,11,15],[9,0,9,1],[9,14,9,15],[9,18,9,19],[10,14,10,15],[10,18,10,19],[14,14,14,15],[14,18,14,19],[15,14,15,15],[15,18,15,19],[11,18,11,19],[12,18,12,19],[13,18,13,19],[18,14,18,15],[18,18,18,19],[19,14,19,15],[19,18,19,19],[16,14,16,15],[16,18,16,19],[17,14,17,15],[17,18,17,19],[22,14,22,15],[22,18,22,19],[23,14,23,15],[23,18,23,19],[20,14,20,15],[20,18,20,19],[21,14,21,15],[21,18,21,19],[26,14,28,14],[26,15,28,15],[24,14,24,17],[24,18,24,19],[25,16,25,17],[25,18,25,19],[46,0,50,13],[2,16,2,22],[3,16,3,22],[4,16,4,22],[5,16,5,22],[6,16,6,22],[7,15,7,18],[7,20,7,22],[8,15,8,18],[8,20,8,22],[6,4,6,5],[28,18,28,19],[29,18,29,19],[26,16,26,17],[26,18,26,19],[27,18,27,19]]}
[null,null,"Drive Harmonic Calculator",null,null,null,{"$f":"'%TDD'!G1:I1","v":"Harmonic Program: US 4.1"},null,null,{"$f":"'%TDD'!J1:K1","v":"Revision 4.1.0\nmam: 2-22-02"},null,"ID #",{"$f":"Q2","v":0},null,null,null,"HARMONIC ANALYSIS REPORT",null,null,null,null,null,null,"Harmonic ","Freq.\n(Hz)","% Vthd","% TDD","%TDD\nLimit","% Ithd","I h\n(amps)","LineIndexForHarmonic","D1","D2","D3","D4","D5","D6","D7","D8","D9","D10","D11","D12","D13","D14","D15","D16","D17","D18","D19","D20","D21","D22","D23","D24","D25",null,null,null,null,null,null,null,null,0,"utility","t1","t2","t3","t4","t5","t6","t7","t8","t9","b1","b2","b3","b4","b5","b6","b7","b8","b9","b10",0,0,1,2,3,4,5,6,7,8,9,10,11,12,13,14,15,16,17,18,null,null,null,null,null,null,null,null,null,null,null,null,null,null,null,null,null,null,null,null,null,null,null,null,null,null,null,null,null,null,null,null,null,null,null,null,null,null,null,"(h*Ih)^2",null,"Chart Data","% Vthd",0,"% TDD"]
["Zsource,Isc,Idmd Calculator",null,null,null,null,"Isc/Idmd=",{"$f":"+U17","v":19.525640298680507},"Idmd/Idrv =",null,{"$f":"+U18","v":2196.1751764857167},"Isc/Idrv=",{"$f":"+U19","v":42881.726707202055},"Isc@PCC V","%Zs","Project ID #:",null,{"$f":"'%TDD'!Q2:S2","v":0},null,null,"DATE:",{"$f":"'%TDD'!U2:W2","v":"00:00:00"},null,null,1,{"$f":"+X2*$J$9","v":60},100,{"$f":"100*U23/U15","v":4.5532921026428474E-2},null,100,{"$f":"+U23","v":1.0953839738844418},null,100,100,100,100,100,100,100,100,100,100,100,100,100,100,100,100,100,100,100,100,100,100,100,100,100,null,null,null,null,null,null,null,null,null,100,100,100,100,100,100,100,100,100,100,100,100,100,100,100,100,100,100,100,100,1,"6 pulse data",null,null,null,null,null,null,null,null,null,null,null,null,null,null,null,null,null,null,null,null,null,null,null,null,null,null,null,null,null,null,null,null,null,null,null,null,null,null,null,null,null,null,null,null,null,null,null,null,null,null,null,null,null,null,null,{"$f":"+X2","v":1},{"$f":"+AA2","v":4.5532921026428474E-2},{"$f":"+(EM2*EN2)^2","v":2.0732468971989722E-3},{"$f":"+X2","v":1},1,0,1,0]
["Detailed Inputs are in green",null,null,null,"Primary Impedance:  R=",null,{"$f":"+'%TDD'!G3","v":0},"          Primary MVA SC =",null,{"$f":"+'%TDD'!J3","v":400},"Pri Isc = ",{"$f":"+M3*K7/G6","v":17495.975925537128},{"$f":"+IF(J3=0,1000000000000000,J3*1000000/1.732/K7)","v":481139.33795227099},{"$f":"100*U16/M3","v":2.2766646341463418E-4},"Description:",null,{"$f":"'%TDD'!Q3:W3","v":0},null,null,null,null,null,null,{"$f":"+X2+1","v":2},120,{"$f":"$X3/130*(BJ$80*HLOOKUP($BK$80,$BM$1:$CG$51,$X3+1,0)+BJ$81*HLOOKUP($BK$81,$BM$1:$CG$51,$X3+1,0)+BJ$82*HLOOKUP($BK$82,$BM$1:$CG$51,$X3+1,0)+BJ$83*HLOOKUP($BK$83,$BM$1:$CG$51,$X3+1,0)+BJ$84*HLOOKUP($BK$84,$BM$1:$CG$51,$X3+1,0)+BJ$85*HLOOKUP($BK$85,$BM$1:$CG$51,$X3+1,0)+BJ$86*HLOOKUP($BK$86,$BM$1:$CG$51,$X3+1,0)+BJ$87*HLOOKUP($BK$87,$BM$1:$CG$51,$X3+1,0)+BJ$88*HLOOKUP($BK$88,$BM$1:$CG$51,$X3+1,0)+BJ$89*HLOOKUP($BK$89,$BM$1:$CG$51,$X3+1,0)+BJ$90*HLOOKUP($BK$90,$BM$1:$CG$51,$X3+1,0)+BJ$91*HLOOKUP($BK$91,$BM$1:$CG$51,$X3+1,0)+BJ$92*HLOOKUP($BK$92,$BM$1:$CG$51,$X3+1,0)+BJ$93*HLOOKUP($BK$93,$BM$1:$CG$51,$X3+1,0)+BJ$94*HLOOKUP($BK$94,$BM$1:$CG$51,$X3+1,0)+BJ$95*HLOOKUP($BK$95,$BM$1:$CG$51,$X3+1,0)+BJ$96*HLOOKUP($BK$96,$BM$1:$CG$51,$X3+1,0)+BJ$97*HLOOKUP($BK$97,$BM$1:$CG$51,$X3+1,0)+BJ$98*HLOOKUP($BK$98,$BM$1:$CG$51,$X3+1,0)+BJ$99*HLOOKUP($BK$99,$BM$1:$CG$51,$X3+1,0)+BJ$100*HLOOKUP($BK$100,$BM$1:$CG$51,$X3+1,0))+BK163","v":3.8535733961865745E-7},{"$f":"1/$N$8/$U$18*(AF$103*AF$56*(AF3+AF163)+AG$103*AG$56*(AG3+AG163)+AH$103*AH$56*(AH3+AH163)+AI$103*AI$56*(AI3+AI163)+AJ$103*AJ$56*(AJ3+AJ163)+AK$103*AK$56*(AK3+AK163)+AL$103*AL$56*(AL3+AL163)+AM$103*AM$56*(AM3+AM163)+AN$103*AN$56*(AN3+AN163)+AO$103*AO$56*(AO3+AO163)+AP$103*AP$56*(AP3+AP163)+AQ$103*AQ$56*(AQ3+AQ163)+AR$103*AR$56*(AR3+AR163)+AS$103*AS$56*(AS3+AS163)+AT$103*AT$56*(AT3+AT163)+AU$103*AU$56*(AU3+AU163)+AV$103*AV$56*(AV3+AV163)+AW$103*AW$56*(AW3+AW163)+AX$103*AX$56*(AX3+AX163)+AY$103*AY$56*(AY3+AY163)+AZ$103*AZ$56*(AZ3+AZ163)+BA$103*BA$56*(BA3+BA163)+BB$103*BB$56*(BB3+BB163)+BC$103*BC$56*(BC3+BC163)+BD$103*BD$56*(BD3+BD163))","v":4.9119348061814994E-6},{"$f":"0.25*HLOOKUP($U$17,$Q$53:$Y$60,4,1)","v":1},{"$f":"+AA3*U$15/U$23","v":1.078765582232356E-2},{"$f":"+AC3*AD$2/100","v":1.1816625303554417E-4},11,{"$f":"(HLOOKUP(AF$69,$CI$3:$DA$750,$AE3+52*(AF$75-1),1)-AF$74*(HLOOKUP(AF$73,$CI$1:$DA$750,$AE3+2+52*(AF$75-1),0)-HLOOKUP(AF$73+1,$CI$1:$DA$750,$AE3+2+52*(AF$75-1),0)))*AF$65","v":1.0798256759141841E-2},0,0,0,0,0,0,0,0,0,0,0,0,0,0,0,{"$f":"(HLOOKUP(AV$69,$CI$3:$DA$750,$AE3+52*(AV$75-1),1)-AV$74*(HLOOKUP(AV$73,$CI$1:$DA$750,$AE3+2+52*(AV$75-1),0)-HLOOKUP(AV$73+1,$CI$1:$DA$750,$AE3+2+52*(AV$75-1),0)))*AV$65","v":0},0,0,0,0,0,0,0,0,null,null,null,null,null,null,null,null,null,{"$f":"($AF3*$AF$63*$AF$107+$AG3*$AG$63*$AG$107+$AH3*$AH$63*$AH$107+$AI3*$AI$63*$AI$107+$AJ3*$AJ$63*$AJ$107+$AK3*$AK$63*$AK$107+$AL3*$AL$63*$AL$107+$AM3*$AM$63*$AM$107+$AN3*$AN$63*$AN$107+$AO3*$AO$63*$AO$107+$AP3*$AP$63*$AP$107+$AQ3*$AQ$63*$AQ$107+$AR3*$AR$63*$AR$107+$AS3*$AS$63*$AS$107+$AT3*$AT$63*$AT$107+$AU3*$AU$63*$AU$107+$AV3*$AV$63*$AV$107+$AW3*$AW$63*$AW$107+$AX3*$AX$63*$AX$107+$AY3*$AY$63*$AY$107+$AZ3*$AZ$63*$AZ$107+$BA3*$BA$63*$BA$107+$BB3*$BB$63*$BB$107+$BC3*$BC$63*$BC$107+$BD3*$BD$63*$BD$107)/BN$63","v":1.0776703352436969E-2},{"$f":"($AF3*$AF$63*$AF$108+$AG3*$AG$63*$AG$108+$AH3*$AH$63*$AH$108+$AI3*$AI$63*$AI$108+$AJ3*$AJ$63*$AJ$108+$AK3*$AK$63*$AK$108+$AL3*$AL$63*$AL$108+$AM3*$AM$63*$AM$108+$AN3*$AN$63*$AN$108+$AO3*$AO$63*$AO$108+$AP3*$AP$63*$AP$108+$AQ3*$AQ$63*$AQ$108+$AR3*$AR$63*$AR$108+$AS3*$AS$63*$AS$108+$AT3*$AT$63*$AT$108+$AU3*$AU$63*$AU$108+$AV3*$AV$63*$AV$108+$AW3*$AW$63*$AW$108+$AX3*$AX$63*$AX$108+$AY3*$AY$63*$AY$108+$AZ3*$AZ$63*$AZ$108+$BA3*$BA$63*$BA$108+$BB3*$BB$63*$BB$108+$BC3*$BC$63*$BC$108+$BD3*$BD$63*$BD$108)/BO$63","v":1.0787469289851991E-2},{"$f":"($AF3*$AF$63*$AF$109+$AG3*$AG$63*$AG$109+$AH3*$AH$63*$AH$109+$AI3*$AI$63*$AI$109+$AJ3*$AJ$63*$AJ$109+$AK3*$AK$63*$AK$109+$AL3*$AL$63*$AL$109+$AM3*$AM$63*$AM$109+$AN3*$AN$63*$AN$109+$AO3*$AO$63*$AO$109+$AP3*$AP$63*$AP$109+$AQ3*$AQ$63*$AQ$109+$AR3*$AR$63*$AR$109+$AS3*$AS$63*$AS$109+$AT3*$AT$63*$AT$109+$AU3*$AU$63*$AU$109+$AV3*$AV$63*$AV$109+$AW3*$AW$63*$AW$109+$AX3*$AX$63*$AX$109+$AY3*$AY$63*$AY$109+$AZ3*$AZ$63*$AZ$109+$BA3*$BA$63*$BA$109+$BB3*$BB$63*$BB$109+$BC3*$BC$63*$BC$109+$BD3*$BD$63*$BD$109)/BP$63","v":0},{"$f":"($AF3*$AF$63*$AF$110+$AG3*$AG$63*$AG$110+$AH3*$AH$63*$AH$110+$AI3*$AI$63*$AI$110+$AJ3*$AJ$63*$AJ$110+$AK3*$AK$63*$AK$110+$AL3*$AL$63*$AL$110+$AM3*$AM$63*$AM$110+$AN3*$AN$63*$AN$110+$AO3*$AO$63*$AO$110+$AP3*$AP$63*$AP$110+$AQ3*$AQ$63*$AQ$110+$AR3*$AR$63*$AR$110+$AS3*$AS$63*$AS$110+$AT3*$AT$63*$AT$110+$AU3*$AU$63*$AU$110+$AV3*$AV$63*$AV$110+$AW3*$AW$63*$AW$110+$AX3*$AX$63*$AX$110+$AY3*$AY$63*$AY$110+$AZ3*$AZ$63*$AZ$110+$BA3*$BA$63*$BA$110+$BB3*$BB$63*$BB$110+$BC3*$BC$63*$BC$110+$BD3*$BD$63*$BD$110)/BQ$63","v":0},{"$f":"($AF3*$AF$63*$AF$111+$AG3*$AG$63*$AG$111+$AH3*$AH$63*$AH$111+$AI3*$AI$63*$AI$111+$AJ3*$AJ$63*$AJ$111+$AK3*$AK$63*$AK$111+$AL3*$AL$63*$AL$111+$AM3*$AM$63*$AM$111+$AN3*$AN$63*$AN$111+$AO3*$AO$63*$AO$111+$AP3*$AP$63*$AP$111+$AQ3*$AQ$63*$AQ$111+$AR3*$AR$63*$AR$111+$AS3*$AS$63*$AS$111+$AT3*$AT$63*$AT$111+$AU3*$AU$63*$AU$111+$AV3*$AV$63*$AV$111+$AW3*$AW$63*$AW$111+$AX3*$AX$63*$AX$111+$AY3*$AY$63*$AY$111+$AZ3*$AZ$63*$AZ$111+$BA3*$BA$63*$BA$111+$BB3*$BB$63*$BB$111+$BC3*$BC$63*$BC$111+$BD3*$BD$63*$BD$111)/BR$63","v":0},{"$f":"($AF3*$AF$63*$AF$112+$AG3*$AG$63*$AG$112+$AH3*$AH$63*$AH$112+$AI3*$AI$63*$AI$112+$AJ3*$AJ$63*$AJ$112+$AK3*$AK$63*$AK$112+$AL3*$AL$63*$AL$112+$AM3*$AM$63*$AM$112+$AN3*$AN$63*$AN$112+$AO3*$AO$63*$AO$112+$AP3*$AP$63*$AP$112+$AQ3*$AQ$63*$AQ$112+$AR3*$AR$63*$AR$112+$AS3*$AS$63*$AS$112+$AT3*$AT$63*$AT$112+$AU3*$AU$63*$AU$112+$AV3*$AV$63*$AV$112+$AW3*$AW$63*$AW$112+$AX3*$AX$63*$AX$112+$AY3*$AY$63*$AY$112+$AZ3*$AZ$63*$AZ$112+$BA3*$BA$63*$BA$112+$BB3*$BB$63*$BB$112+$BC3*$BC$63*$BC$112+$BD3*$BD$63*$BD$112)/BS$63","v":0},{"$f":"($AF3*$AF$63*$AF$113+$AG3*$AG$63*$AG$113+$AH3*$AH$63*$AH$113+$AI3*$AI$63*$AI$113+$AJ3*$AJ$63*$AJ$113+$AK3*$AK$63*$AK$113+$AL3*$AL$63*$AL$113+$AM3*$AM$63*$AM$113+$AN3*$AN$63*$AN$113+$AO3*$AO$63*$AO$113+$AP3*$AP$63*$AP$113+$AQ3*$AQ$63*$AQ$113+$AR3*$AR$63*$AR$113+$AS3*$AS$63*$AS$113+$AT3*$AT$63*$AT$113+$AU3*$AU$63*$AU$113+$AV3*$AV$63*$AV$113+$AW3*$AW$63*$AW$113+$AX3*$AX$63*$AX$113+$AY3*$AY$63*$AY$113+$AZ3*$AZ$63*$AZ$113+$BA3*$BA$63*$BA$113+$BB3*$BB$63*$BB$113+$BC3*$BC$63*$BC$113+$BD3*$BD$63*$BD$113)/BT$63","v":0},{"$f":"($AF3*$AF$63*$AF$114+$AG3*$AG$63*$AG$114+$AH3*$AH$63*$AH$114+$AI3*$AI$63*$AI$114+$AJ3*$AJ$63*$AJ$114+$AK3*$AK$63*$AK$114+$AL3*$AL$63*$AL$114+$AM3*$AM$63*$AM$114+$AN3*$AN$63*$AN$114+$AO3*$AO$63*$AO$114+$AP3*$AP$63*$AP$114+$AQ3*$AQ$63*$AQ$114+$AR3*$AR$63*$AR$114+$AS3*$AS$63*$AS$114+$AT3*$AT$63*$AT$114+$AU3*$AU$63*$AU$114+$AV3*$AV$63*$AV$114+$AW3*$AW$63*$AW$114+$AX3*$AX$63*$AX$114+$AY3*$AY$63*$AY$114+$AZ3*$AZ$63*$AZ$114+$BA3*$BA$63*$BA$114+$BB3*$BB$63*$BB$114+$BC3*$BC$63*$BC$114+$BD3*$BD$63*$BD$114)/BU$63","v":0},{"$f":"($AF3*$AF$63*$AF$115+$AG3*$AG$63*$AG$115+$AH3*$AH$63*$AH$115+$AI3*$AI$63*$AI$115+$AJ3*$AJ$63*$AJ$115+$AK3*$AK$63*$AK$115+$AL3*$AL$63*$AL$115+$AM3*$AM$63*$AM$115+$AN3*$AN$63*$AN$115+$AO3*$AO$63*$AO$115+$AP3*$AP$63*$AP$115+$AQ3*$AQ$63*$AQ$115+$AR3*$AR$63*$AR$115+$AS3*$AS$63*$AS$115+$AT3*$AT$63*$AT$115+$AU3*$AU$63*$AU$115+$AV3*$AV$63*$AV$115+$AW3*$AW$63*$AW$115+$AX3*$AX$63*$AX$115+$AY3*$AY$63*$AY$115+$AZ3*$AZ$63*$AZ$115+$BA3*$BA$63*$BA$115+$BB3*$BB$63*$BB$115+$BC3*$BC$63*$BC$115+$BD3*$BD$63*$BD$115)/BV$63","v":0},{"$f":"($AF3*$AF$63*$AF$116+$AG3*$AG$63*$AG$116+$AH3*$AH$63*$AH$116+$AI3*$AI$63*$AI$116+$AJ3*$AJ$63*$AJ$116+$AK3*$AK$63*$AK$116+$AL3*$AL$63*$AL$116+$AM3*$AM$63*$AM$116+$AN3*$AN$63*$AN$116+$AO3*$AO$63*$AO$116+$AP3*$AP$63*$AP$116+$AQ3*$AQ$63*$AQ$116+$AR3*$AR$63*$AR$116+$AS3*$AS$63*$AS$116+$AT3*$AT$63*$AT$116+$AU3*$AU$63*$AU$116+$AV3*$AV$63*$AV$116+$AW3*$AW$63*$AW$116+$AX3*$AX$63*$AX$116+$AY3*$AY$63*$AY$116+$AZ3*$AZ$63*$AZ$116+$BA3*$BA$63*$BA$116+$BB3*$BB$63*$BB$116+$BC3*$BC$63*$BC$116+$BD3*$BD$63*$BD$116)/BW$63","v":0},{"$f":"($AF3*$AF$63*$AF$117+$AG3*$AG$63*$AG$117+$AH3*$AH$63*$AH$117+$AI3*$AI$63*$AI$117+$AJ3*$AJ$63*$AJ$117+$AK3*$AK$63*$AK$117+$AL3*$AL$63*$AL$117+$AM3*$AM$63*$AM$117+$AN3*$AN$63*$AN$117+$AO3*$AO$63*$AO$117+$AP3*$AP$63*$AP$117+$AQ3*$AQ$63*$AQ$117+$AR3*$AR$63*$AR$117+$AS3*$AS$63*$AS$117+$AT3*$AT$63*$AT$117+$AU3*$AU$63*$AU$117+$AV3*$AV$63*$AV$117+$AW3*$AW$63*$AW$117+$AX3*$AX$63*$AX$117+$AY3*$AY$63*$AY$117+$AZ3*$AZ$63*$AZ$117+$BA3*$BA$63*$BA$117+$BB3*$BB$63*$BB$117+$BC3*$BC$63*$BC$117+$BD3*$BD$63*$BD$117)/BX$63","v":0},{"$f":"($AF3*$AF$63*$AF$118+$AG3*$AG$63*$AG$118+$AH3*$AH$63*$AH$118+$AI3*$AI$63*$AI$118+$AJ3*$AJ$63*$AJ$118+$AK3*$AK$63*$AK$118+$AL3*$AL$63*$AL$118+$AM3*$AM$63*$AM$118+$AN3*$AN$63*$AN$118+$AO3*$AO$63*$AO$118+$AP3*$AP$63*$AP$118+$AQ3*$AQ$63*$AQ$118+$AR3*$AR$63*$AR$118+$AS3*$AS$63*$AS$118+$AT3*$AT$63*$AT$118+$AU3*$AU$63*$AU$118+$AV3*$AV$63*$AV$118+$AW3*$AW$63*$AW$118+$AX3*$AX$63*$AX$118+$AY3*$AY$63*$AY$118+$AZ3*$AZ$63*$AZ$118+$BA3*$BA$63*$BA$118+$BB3*$BB$63*$BB$118+$BC3*$BC$63*$BC$118+$BD3*$BD$63*$BD$118)/BY$63","v":0},{"$f":"($AF3*$AF$63*$AF$119+$AG3*$AG$63*$AG$119+$AH3*$AH$63*$AH$119+$AI3*$AI$63*$AI$119+$AJ3*$AJ$63*$AJ$119+$AK3*$AK$63*$AK$119+$AL3*$AL$63*$AL$119+$AM3*$AM$63*$AM$119+$AN3*$AN$63*$AN$119+$AO3*$AO$63*$AO$119+$AP3*$AP$63*$AP$119+$AQ3*$AQ$63*$AQ$119+$AR3*$AR$63*$AR$119+$AS3*$AS$63*$AS$119+$AT3*$AT$63*$AT$119+$AU3*$AU$63*$AU$119+$AV3*$AV$63*$AV$119+$AW3*$AW$63*$AW$119+$AX3*$AX$63*$AX$119+$AY3*$AY$63*$AY$119+$AZ3*$AZ$63*$AZ$119+$BA3*$BA$63*$BA$119+$BB3*$BB$63*$BB$119+$BC3*$BC$63*$BC$119+$BD3*$BD$63*$BD$119)/BZ$63","v":0},{"$f":"($AF3*$AF$63*$AF$120+$AG3*$AG$63*$AG$120+$AH3*$AH$63*$AH$120+$AI3*$AI$63*$AI$120+$AJ3*$AJ$63*$AJ$120+$AK3*$AK$63*$AK$120+$AL3*$AL$63*$AL$120+$AM3*$AM$63*$AM$120+$AN3*$AN$63*$AN$120+$AO3*$AO$63*$AO$120+$AP3*$AP$63*$AP$120+$AQ3*$AQ$63*$AQ$120+$AR3*$AR$63*$AR$120+$AS3*$AS$63*$AS$120+$AT3*$AT$63*$AT$120+$AU3*$AU$63*$AU$120+$AV3*$AV$63*$AV$120+$AW3*$AW$63*$AW$120+$AX3*$AX$63*$AX$120+$AY3*$AY$63*$AY$120+$AZ3*$AZ$63*$AZ$120+$BA3*$BA$63*$BA$120+$BB3*$BB$63*$BB$120+$BC3*$BC$63*$BC$120+$BD3*$BD$63*$BD$120)/CA$63","v":0},{"$f":"($AF3*$AF$63*$AF$121+$AG3*$AG$63*$AG$121+$AH3*$AH$63*$AH$121+$AI3*$AI$63*$AI$121+$AJ3*$AJ$63*$AJ$121+$AK3*$AK$63*$AK$121+$AL3*$AL$63*$AL$121+$AM3*$AM$63*$AM$121+$AN3*$AN$63*$AN$121+$AO3*$AO$63*$AO$121+$AP3*$AP$63*$AP$121+$AQ3*$AQ$63*$AQ$121+$AR3*$AR$63*$AR$121+$AS3*$AS$63*$AS$121+$AT3*$AT$63*$AT$121+$AU3*$AU$63*$AU$121+$AV3*$AV$63*$AV$121+$AW3*$AW$63*$AW$121+$AX3*$AX$63*$AX$121+$AY3*$AY$63*$AY$121+$AZ3*$AZ$63*$AZ$121+$BA3*$BA$63*$BA$121+$BB3*$BB$63*$BB$121+$BC3*$BC$63*$BC$121+$BD3*$BD$63*$BD$121)/CB$63","v":0},{"$f":"($AF3*$AF$63*$AF$122+$AG3*$AG$63*$AG$122+$AH3*$AH$63*$AH$122+$AI3*$AI$63*$AI$122+$AJ3*$AJ$63*$AJ$122+$AK3*$AK$63*$AK$122+$AL3*$AL$63*$AL$122+$AM3*$AM$63*$AM$122+$AN3*$AN$63*$AN$122+$AO3*$AO$63*$AO$122+$AP3*$AP$63*$AP$122+$AQ3*$AQ$63*$AQ$122+$AR3*$AR$63*$AR$122+$AS3*$AS$63*$AS$122+$AT3*$AT$63*$AT$122+$AU3*$AU$63*$AU$122+$AV3*$AV$63*$AV$122+$AW3*$AW$63*$AW$122+$AX3*$AX$63*$AX$122+$AY3*$AY$63*$AY$122+$AZ3*$AZ$63*$AZ$122+$BA3*$BA$63*$BA$122+$BB3*$BB$63*$BB$122+$BC3*$BC$63*$BC$122+$BD3*$BD$63*$BD$122)/CC$63","v":0},{"$f":"($AF3*$AF$63*$AF$123+$AG3*$AG$63*$AG$123+$AH3*$AH$63*$AH$123+$AI3*$AI$63*$AI$123+$AJ3*$AJ$63*$AJ$123+$AK3*$AK$63*$AK$123+$AL3*$AL$63*$AL$123+$AM3*$AM$63*$AM$123+$AN3*$AN$63*$AN$123+$AO3*$AO$63*$AO$123+$AP3*$AP$63*$AP$123+$AQ3*$AQ$63*$AQ$123+$AR3*$AR$63*$AR$123+$AS3*$AS$63*$AS$123+$AT3*$AT$63*$AT$123+$AU3*$AU$63*$AU$123+$AV3*$AV$63*$AV$123+$AW3*$AW$63*$AW$123+$AX3*$AX$63*$AX$123+$AY3*$AY$63*$AY$123+$AZ3*$AZ$63*$AZ$123+$BA3*$BA$63*$BA$123+$BB3*$BB$63*$BB$123+$BC3*$BC$63*$BC$123+$BD3*$BD$63*$BD$123)/CD$63","v":0},{"$f":"($AF3*$AF$63*$AF$124+$AG3*$AG$63*$AG$124+$AH3*$AH$63*$AH$124+$AI3*$AI$63*$AI$124+$AJ3*$AJ$63*$AJ$124+$AK3*$AK$63*$AK$124+$AL3*$AL$63*$AL$124+$AM3*$AM$63*$AM$124+$AN3*$AN$63*$AN$124+$AO3*$AO$63*$AO$124+$AP3*$AP$63*$AP$124+$AQ3*$AQ$63*$AQ$124+$AR3*$AR$63*$AR$124+$AS3*$AS$63*$AS$124+$AT3*$AT$63*$AT$124+$AU3*$AU$63*$AU$124+$AV3*$AV$63*$AV$124+$AW3*$AW$63*$AW$124+$AX3*$AX$63*$AX$124+$AY3*$AY$63*$AY$124+$AZ3*$AZ$63*$AZ$124+$BA3*$BA$63*$BA$124+$BB3*$BB$63*$BB$124+$BC3*$BC$63*$BC$124+$BD3*$BD$63*$BD$124)/CE$63","v":0},{"$f":"($AF3*$AF$63*$AF$125+$AG3*$AG$63*$AG$125+$AH3*$AH$63*$AH$125+$AI3*$AI$63*$AI$125+$AJ3*$AJ$63*$AJ$125+$AK3*$AK$63*$AK$125+$AL3*$AL$63*$AL$125+$AM3*$AM$63*$AM$125+$AN3*$AN$63*$AN$125+$AO3*$AO$63*$AO$125+$AP3*$AP$63*$AP$125+$AQ3*$AQ$63*$AQ$125+$AR3*$AR$63*$AR$125+$AS3*$AS$63*$AS$125+$AT3*$AT$63*$AT$125+$AU3*$AU$63*$AU$125+$AV3*$AV$63*$AV$125+$AW3*$AW$63*$AW$125+$AX3*$AX$63*$AX$125+$AY3*$AY$63*$AY$125+$AZ3*$AZ$63*$AZ$125+$BA3*$BA$63*$BA$125+$BB3*$BB$63*$BB$125+$BC3*$BC$63*$BC$125+$BD3*$BD$63*$BD$125)/CF$63","v":0},{"$f":"($AF3*$AF$63*$AF$126+$AG3*$AG$63*$AG$126+$AH3*$AH$63*$AH$126+$AI3*$AI$63*$AI$126+$AJ3*$AJ$63*$AJ$126+$AK3*$AK$63*$AK$126+$AL3*$AL$63*$AL$126+$AM3*$AM$63*$AM$126+$AN3*$AN$63*$AN$126+$AO3*$AO$63*$AO$126+$AP3*$AP$63*$AP$126+$AQ3*$AQ$63*$AQ$126+$AR3*$AR$63*$AR$126+$AS3*$AS$63*$AS$126+$AT3*$AT$63*$AT$126+$AU3*$AU$63*$AU$126+$AV3*$AV$63*$AV$126+$AW3*$AW$63*$AW$126+$AX3*$AX$63*$AX$126+$AY3*$AY$63*$AY$126+$AZ3*$AZ$63*$AZ$126+$BA3*$BA$63*$BA$126+$BB3*$BB$63*$BB$126+$BC3*$BC$63*$BC$126+$BD3*$BD$63*$BD$126)/CG$63","v":0},null,"%Zloop",0.1,0.5,1,2,3,4,5,6,7,8,10,12,14,18,21,100,1000,10000,null,null,null,null,null,null,null,null,null,null,null,null,null,null,null,null,null,null,null,null,null,null,null,null,null,null,null,null,null,null,null,null,null,null,null,null,null,2,4.9119348061814994E-6,{"$f":"+(EM3*EN3)^2","v":9.6508414160709135E-11},{"$f":"+X3","v":2},2,{"$f":"+Z3","v":3.8535733961865745E-7},2,{"$f":"+AA3","v":4.9119348061814994E-6}]
["     Critical Inputs are in red",null,null,null,"+jX=",null,{"$f":"+'%TDD'!G4","v":0},"ohms,","Z=",{"$f":"SQRT(G3^2+G4^2)","v":0},"ohm  X/R =",{"$f":"+G4/(G3+0.0001)","v":0},{"$f":"+IF(J4=0,1000000000000000,G6^2/K7/1.732/SQRT(G3^2+G4^2))","v":1000000000000000},{"$f":"100*$U16/M4","v":1.0953929148125201E-13},"Requested By:",null,{"$f":"'%TDD'!Q4:W4","v":0},null,null,null,null,null,null,{"$f":"+X3+1","v":3},180,4.1511657451742266E-4,{"$f":"1/$N$8/$U$18*(AF$103*AF$56*(AF4+AF164)+AG$103*AG$56*(AG4+AG164)+AH$103*AH$56*(AH4+AH164)+AI$103*AI$56*(AI4+AI164)+AJ$103*AJ$56*(AJ4+AJ164)+AK$103*AK$56*(AK4+AK164)+AL$103*AL$56*(AL4+AL164)+AM$103*AM$56*(AM4+AM164)+AN$103*AN$56*(AN4+AN164)+AO$103*AO$56*(AO4+AO164)+AP$103*AP$56*(AP4+AP164)+AQ$103*AQ$56*(AQ4+AQ164)+AR$103*AR$56*(AR4+AR164)+AS$103*AS$56*(AS4+AS164)+AT$103*AT$56*(AT4+AT164)+AU$103*AU$56*(AU4+AU164)+AV$103*AV$56*(AV4+AV164)+AW$103*AW$56*(AW4+AW164)+AX$103*AX$56*(AX4+AX164)+AY$103*AY$56*(AY4+AY164)+AZ$103*AZ$56*(AZ4+AZ164)+BA$103*BA$56*(BA4+BA164)+BB$103*BB$56*(BB4+BB164)+BC$103*BC$56*(BC4+BC164)+BD$103*BD$56*(BD4+BD164))","v":3.5275061029722819E-3},{"$f":"0.25*HLOOKUP($U$17,$Q$53:$Y$60,4,1)","v":1},{"$f":"+AA4*U$15/U$23","v":7.7471552965486827},{"$f":"+AC4*AD$2/100","v":8.4861097550333969E-2},12,7.7547683595878425,0,0,0,0,0,0,0,0,0,0,0,0,0,0,0,0,0,0,0,0,0,0,0,0,null,null,null,null,null,null,null,null,null,{"$f":"($AF4*$AF$63*$AF$107+$AG4*$AG$63*$AG$107+$AH4*$AH$63*$AH$107+$AI4*$AI$63*$AI$107+$AJ4*$AJ$63*$AJ$107+$AK4*$AK$63*$AK$107+$AL4*$AL$63*$AL$107+$AM4*$AM$63*$AM$107+$AN4*$AN$63*$AN$107+$AO4*$AO$63*$AO$107+$AP4*$AP$63*$AP$107+$AQ4*$AQ$63*$AQ$107+$AR4*$AR$63*$AR$107+$AS4*$AS$63*$AS$107+$AT4*$AT$63*$AT$107+$AU4*$AU$63*$AU$107+$AV4*$AV$63*$AV$107+$AW4*$AW$63*$AW$107+$AX4*$AX$63*$AX$107+$AY4*$AY$63*$AY$107+$AZ4*$AZ$63*$AZ$107+$BA4*$BA$63*$BA$107+$BB4*$BB$63*$BB$107+$BC4*$BC$63*$BC$107+$BD4*$BD$63*$BD$107)/BN$63","v":7.7392897800277884},{"$f":"($AF4*$AF$63*$AF$108+$AG4*$AG$63*$AG$108+$AH4*$AH$63*$AH$108+$AI4*$AI$63*$AI$108+$AJ4*$AJ$63*$AJ$108+$AK4*$AK$63*$AK$108+$AL4*$AL$63*$AL$108+$AM4*$AM$63*$AM$108+$AN4*$AN$63*$AN$108+$AO4*$AO$63*$AO$108+$AP4*$AP$63*$AP$108+$AQ4*$AQ$63*$AQ$108+$AR4*$AR$63*$AR$108+$AS4*$AS$63*$AS$108+$AT4*$AT$63*$AT$108+$AU4*$AU$63*$AU$108+$AV4*$AV$63*$AV$108+$AW4*$AW$63*$AW$108+$AX4*$AX$63*$AX$108+$AY4*$AY$63*$AY$108+$AZ4*$AZ$63*$AZ$108+$BA4*$BA$63*$BA$108+$BB4*$BB$63*$BB$108+$BC4*$BC$63*$BC$108+$BD4*$BD$63*$BD$108)/BO$63","v":7.7470213382495938},{"$f":"($AF4*$AF$63*$AF$109+$AG4*$AG$63*$AG$109+$AH4*$AH$63*$AH$109+$AI4*$AI$63*$AI$109+$AJ4*$AJ$63*$AJ$109+$AK4*$AK$63*$AK$109+$AL4*$AL$63*$AL$109+$AM4*$AM$63*$AM$109+$AN4*$AN$63*$AN$109+$AO4*$AO$63*$AO$109+$AP4*$AP$63*$AP$109+$AQ4*$AQ$63*$AQ$109+$AR4*$AR$63*$AR$109+$AS4*$AS$63*$AS$109+$AT4*$AT$63*$AT$109+$AU4*$AU$63*$AU$109+$AV4*$AV$63*$AV$109+$AW4*$AW$63*$AW$109+$AX4*$AX$63*$AX$109+$AY4*$AY$63*$AY$109+$AZ4*$AZ$63*$AZ$109+$BA4*$BA$63*$BA$109+$BB4*$BB$63*$BB$109+$BC4*$BC$63*$BC$109+$BD4*$BD$63*$BD$109)/BP$63","v":0},{"$f":"($AF4*$AF$63*$AF$110+$AG4*$AG$63*$AG$110+$AH4*$AH$63*$AH$110+$AI4*$AI$63*$AI$110+$AJ4*$AJ$63*$AJ$110+$AK4*$AK$63*$AK$110+$AL4*$AL$63*$AL$110+$AM4*$AM$63*$AM$110+$AN4*$AN$63*$AN$110+$AO4*$AO$63*$AO$110+$AP4*$AP$63*$AP$110+$AQ4*$AQ$63*$AQ$110+$AR4*$AR$63*$AR$110+$AS4*$AS$63*$AS$110+$AT4*$AT$63*$AT$110+$AU4*$AU$63*$AU$110+$AV4*$AV$63*$AV$110+$AW4*$AW$63*$AW$110+$AX4*$AX$63*$AX$110+$AY4*$AY$63*$AY$110+$AZ4*$AZ$63*$AZ$110+$BA4*$BA$63*$BA$110+$BB4*$BB$63*$BB$110+$BC4*$BC$63*$BC$110+$BD4*$BD$63*$BD$110)/BQ$63","v":0},{"$f":"($AF4*$AF$63*$AF$111+$AG4*$AG$63*$AG$111+$AH4*$AH$63*$AH$111+$AI4*$AI$63*$AI$111+$AJ4*$AJ$63*$AJ$111+$AK4*$AK$63*$AK$111+$AL4*$AL$63*$AL$111+$AM4*$AM$63*$AM$111+$AN4*$AN$63*$AN$111+$AO4*$AO$63*$AO$111+$AP4*$AP$63*$AP$111+$AQ4*$AQ$63*$AQ$111+$AR4*$AR$63*$AR$111+$AS4*$AS$63*$AS$111+$AT4*$AT$63*$AT$111+$AU4*$AU$63*$AU$111+$AV4*$AV$63*$AV$111+$AW4*$AW$63*$AW$111+$AX4*$AX$63*$AX$111+$AY4*$AY$63*$AY$111+$AZ4*$AZ$63*$AZ$111+$BA4*$BA$63*$BA$111+$BB4*$BB$63*$BB$111+$BC4*$BC$63*$BC$111+$BD4*$BD$63*$BD$111)/BR$63","v":0},{"$f":"($AF4*$AF$63*$AF$112+$AG4*$AG$63*$AG$112+$AH4*$AH$63*$AH$112+$AI4*$AI$63*$AI$112+$AJ4*$AJ$63*$AJ$112+$AK4*$AK$63*$AK$112+$AL4*$AL$63*$AL$112+$AM4*$AM$63*$AM$112+$AN4*$AN$63*$AN$112+$AO4*$AO$63*$AO$112+$AP4*$AP$63*$AP$112+$AQ4*$AQ$63*$AQ$112+$AR4*$AR$63*$AR$112+$AS4*$AS$63*$AS$112+$AT4*$AT$63*$AT$112+$AU4*$AU$63*$AU$112+$AV4*$AV$63*$AV$112+$AW4*$AW$63*$AW$112+$AX4*$AX$63*$AX$112+$AY4*$AY$63*$AY$112+$AZ4*$AZ$63*$AZ$112+$BA4*$BA$63*$BA$112+$BB4*$BB$63*$BB$112+$BC4*$BC$63*$BC$112+$BD4*$BD$63*$BD$112)/BS$63","v":0},{"$f":"($AF4*$AF$63*$AF$113+$AG4*$AG$63*$AG$113+$AH4*$AH$63*$AH$113+$AI4*$AI$63*$AI$113+$AJ4*$AJ$63*$AJ$113+$AK4*$AK$63*$AK$113+$AL4*$AL$63*$AL$113+$AM4*$AM$63*$AM$113+$AN4*$AN$63*$AN$113+$AO4*$AO$63*$AO$113+$AP4*$AP$63*$AP$113+$AQ4*$AQ$63*$AQ$113+$AR4*$AR$63*$AR$113+$AS4*$AS$63*$AS$113+$AT4*$AT$63*$AT$113+$AU4*$AU$63*$AU$113+$AV4*$AV$63*$AV$113+$AW4*$AW$63*$AW$113+$AX4*$AX$63*$AX$113+$AY4*$AY$63*$AY$113+$AZ4*$AZ$63*$AZ$113+$BA4*$BA$63*$BA$113+$BB4*$BB$63*$BB$113+$BC4*$BC$63*$BC$113+$BD4*$BD$63*$BD$113)/BT$63","v":0},{"$f":"($AF4*$AF$63*$AF$114+$AG4*$AG$63*$AG$114+$AH4*$AH$63*$AH$114+$AI4*$AI$63*$AI$114+$AJ4*$AJ$63*$AJ$114+$AK4*$AK$63*$AK$114+$AL4*$AL$63*$AL$114+$AM4*$AM$63*$AM$114+$AN4*$AN$63*$AN$114+$AO4*$AO$63*$AO$114+$AP4*$AP$63*$AP$114+$AQ4*$AQ$63*$AQ$114+$AR4*$AR$63*$AR$114+$AS4*$AS$63*$AS$114+$AT4*$AT$63*$AT$114+$AU4*$AU$63*$AU$114+$AV4*$AV$63*$AV$114+$AW4*$AW$63*$AW$114+$AX4*$AX$63*$AX$114+$AY4*$AY$63*$AY$114+$AZ4*$AZ$63*$AZ$114+$BA4*$BA$63*$BA$114+$BB4*$BB$63*$BB$114+$BC4*$BC$63*$BC$114+$BD4*$BD$63*$BD$114)/BU$63","v":0},{"$f":"($AF4*$AF$63*$AF$115+$AG4*$AG$63*$AG$115+$AH4*$AH$63*$AH$115+$AI4*$AI$63*$AI$115+$AJ4*$AJ$63*$AJ$115+$AK4*$AK$63*$AK$115+$AL4*$AL$63*$AL$115+$AM4*$AM$63*$AM$115+$AN4*$AN$63*$AN$115+$AO4*$AO$63*$AO$115+$AP4*$AP$63*$AP$115+$AQ4*$AQ$63*$AQ$115+$AR4*$AR$63*$AR$115+$AS4*$AS$63*$AS$115+$AT4*$AT$63*$AT$115+$AU4*$AU$63*$AU$115+$AV4*$AV$63*$AV$115+$AW4*$AW$63*$AW$115+$AX4*$AX$63*$AX$115+$AY4*$AY$63*$AY$115+$AZ4*$AZ$63*$AZ$115+$BA4*$BA$63*$BA$115+$BB4*$BB$63*$BB$115+$BC4*$BC$63*$BC$115+$BD4*$BD$63*$BD$115)/BV$63","v":0},{"$f":"($AF4*$AF$63*$AF$116+$AG4*$AG$63*$AG$116+$AH4*$AH$63*$AH$116+$AI4*$AI$63*$AI$116+$AJ4*$AJ$63*$AJ$116+$AK4*$AK$63*$AK$116+$AL4*$AL$63*$AL$116+$AM4*$AM$63*$AM$116+$AN4*$AN$63*$AN$116+$AO4*$AO$63*$AO$116+$AP4*$AP$63*$AP$116+$AQ4*$AQ$63*$AQ$116+$AR4*$AR$63*$AR$116+$AS4*$AS$63*$AS$116+$AT4*$AT$63*$AT$116+$AU4*$AU$63*$AU$116+$AV4*$AV$63*$AV$116+$AW4*$AW$63*$AW$116+$AX4*$AX$63*$AX$116+$AY4*$AY$63*$AY$116+$AZ4*$AZ$63*$AZ$116+$BA4*$BA$63*$BA$116+$BB4*$BB$63*$BB$116+$BC4*$BC$63*$BC$116+$BD4*$BD$63*$BD$116)/BW$63","v":0},{"$f":"($AF4*$AF$63*$AF$117+$AG4*$AG$63*$AG$117+$AH4*$AH$63*$AH$117+$AI4*$AI$63*$AI$117+$AJ4*$AJ$63*$AJ$117+$AK4*$AK$63*$AK$117+$AL4*$AL$63*$AL$117+$AM4*$AM$63*$AM$117+$AN4*$AN$63*$AN$117+$AO4*$AO$63*$AO$117+$AP4*$AP$63*$AP$117+$AQ4*$AQ$63*$AQ$117+$AR4*$AR$63*$AR$117+$AS4*$AS$63*$AS$117+$AT4*$AT$63*$AT$117+$AU4*$AU$63*$AU$117+$AV4*$AV$63*$AV$117+$AW4*$AW$63*$AW$117+$AX4*$AX$63*$AX$117+$AY4*$AY$63*$AY$117+$AZ4*$AZ$63*$AZ$117+$BA4*$BA$63*$BA$117+$BB4*$BB$63*$BB$117+$BC4*$BC$63*$BC$117+$BD4*$BD$63*$BD$117)/BX$63","v":0},{"$f":"($AF4*$AF$63*$AF$118+$AG4*$AG$63*$AG$118+$AH4*$AH$63*$AH$118+$AI4*$AI$63*$AI$118+$AJ4*$AJ$63*$AJ$118+$AK4*$AK$63*$AK$118+$AL4*$AL$63*$AL$118+$AM4*$AM$63*$AM$118+$AN4*$AN$63*$AN$118+$AO4*$AO$63*$AO$118+$AP4*$AP$63*$AP$118+$AQ4*$AQ$63*$AQ$118+$AR4*$AR$63*$AR$118+$AS4*$AS$63*$AS$118+$AT4*$AT$63*$AT$118+$AU4*$AU$63*$AU$118+$AV4*$AV$63*$AV$118+$AW4*$AW$63*$AW$118+$AX4*$AX$63*$AX$118+$AY4*$AY$63*$AY$118+$AZ4*$AZ$63*$AZ$118+$BA4*$BA$63*$BA$118+$BB4*$BB$63*$BB$118+$BC4*$BC$63*$BC$118+$BD4*$BD$63*$BD$118)/BY$63","v":0},{"$f":"($AF4*$AF$63*$AF$119+$AG4*$AG$63*$AG$119+$AH4*$AH$63*$AH$119+$AI4*$AI$63*$AI$119+$AJ4*$AJ$63*$AJ$119+$AK4*$AK$63*$AK$119+$AL4*$AL$63*$AL$119+$AM4*$AM$63*$AM$119+$AN4*$AN$63*$AN$119+$AO4*$AO$63*$AO$119+$AP4*$AP$63*$AP$119+$AQ4*$AQ$63*$AQ$119+$AR4*$AR$63*$AR$119+$AS4*$AS$63*$AS$119+$AT4*$AT$63*$AT$119+$AU4*$AU$63*$AU$119+$AV4*$AV$63*$AV$119+$AW4*$AW$63*$AW$119+$AX4*$AX$63*$AX$119+$AY4*$AY$63*$AY$119+$AZ4*$AZ$63*$AZ$119+$BA4*$BA$63*$BA$119+$BB4*$BB$63*$BB$119+$BC4*$BC$63*$BC$119+$BD4*$BD$63*$BD$119)/BZ$63","v":0},{"$f":"($AF4*$AF$63*$AF$120+$AG4*$AG$63*$AG$120+$AH4*$AH$63*$AH$120+$AI4*$AI$63*$AI$120+$AJ4*$AJ$63*$AJ$120+$AK4*$AK$63*$AK$120+$AL4*$AL$63*$AL$120+$AM4*$AM$63*$AM$120+$AN4*$AN$63*$AN$120+$AO4*$AO$63*$AO$120+$AP4*$AP$63*$AP$120+$AQ4*$AQ$63*$AQ$120+$AR4*$AR$63*$AR$120+$AS4*$AS$63*$AS$120+$AT4*$AT$63*$AT$120+$AU4*$AU$63*$AU$120+$AV4*$AV$63*$AV$120+$AW4*$AW$63*$AW$120+$AX4*$AX$63*$AX$120+$AY4*$AY$63*$AY$120+$AZ4*$AZ$63*$AZ$120+$BA4*$BA$63*$BA$120+$BB4*$BB$63*$BB$120+$BC4*$BC$63*$BC$120+$BD4*$BD$63*$BD$120)/CA$63","v":0},{"$f":"($AF4*$AF$63*$AF$121+$AG4*$AG$63*$AG$121+$AH4*$AH$63*$AH$121+$AI4*$AI$63*$AI$121+$AJ4*$AJ$63*$AJ$121+$AK4*$AK$63*$AK$121+$AL4*$AL$63*$AL$121+$AM4*$AM$63*$AM$121+$AN4*$AN$63*$AN$121+$AO4*$AO$63*$AO$121+$AP4*$AP$63*$AP$121+$AQ4*$AQ$63*$AQ$121+$AR4*$AR$63*$AR$121+$AS4*$AS$63*$AS$121+$AT4*$AT$63*$AT$121+$AU4*$AU$63*$AU$121+$AV4*$AV$63*$AV$121+$AW4*$AW$63*$AW$121+$AX4*$AX$63*$AX$121+$AY4*$AY$63*$AY$121+$AZ4*$AZ$63*$AZ$121+$BA4*$BA$63*$BA$121+$BB4*$BB$63*$BB$121+$BC4*$BC$63*$BC$121+$BD4*$BD$63*$BD$121)/CB$63","v":0},{"$f":"($AF4*$AF$63*$AF$122+$AG4*$AG$63*$AG$122+$AH4*$AH$63*$AH$122+$AI4*$AI$63*$AI$122+$AJ4*$AJ$63*$AJ$122+$AK4*$AK$63*$AK$122+$AL4*$AL$63*$AL$122+$AM4*$AM$63*$AM$122+$AN4*$AN$63*$AN$122+$AO4*$AO$63*$AO$122+$AP4*$AP$63*$AP$122+$AQ4*$AQ$63*$AQ$122+$AR4*$AR$63*$AR$122+$AS4*$AS$63*$AS$122+$AT4*$AT$63*$AT$122+$AU4*$AU$63*$AU$122+$AV4*$AV$63*$AV$122+$AW4*$AW$63*$AW$122+$AX4*$AX$63*$AX$122+$AY4*$AY$63*$AY$122+$AZ4*$AZ$63*$AZ$122+$BA4*$BA$63*$BA$122+$BB4*$BB$63*$BB$122+$BC4*$BC$63*$BC$122+$BD4*$BD$63*$BD$122)/CC$63","v":0},{"$f":"($AF4*$AF$63*$AF$123+$AG4*$AG$63*$AG$123+$AH4*$AH$63*$AH$123+$AI4*$AI$63*$AI$123+$AJ4*$AJ$63*$AJ$123+$AK4*$AK$63*$AK$123+$AL4*$AL$63*$AL$123+$AM4*$AM$63*$AM$123+$AN4*$AN$63*$AN$123+$AO4*$AO$63*$AO$123+$AP4*$AP$63*$AP$123+$AQ4*$AQ$63*$AQ$123+$AR4*$AR$63*$AR$123+$AS4*$AS$63*$AS$123+$AT4*$AT$63*$AT$123+$AU4*$AU$63*$AU$123+$AV4*$AV$63*$AV$123+$AW4*$AW$63*$AW$123+$AX4*$AX$63*$AX$123+$AY4*$AY$63*$AY$123+$AZ4*$AZ$63*$AZ$123+$BA4*$BA$63*$BA$123+$BB4*$BB$63*$BB$123+$BC4*$BC$63*$BC$123+$BD4*$BD$63*$BD$123)/CD$63","v":0},{"$f":"($AF4*$AF$63*$AF$124+$AG4*$AG$63*$AG$124+$AH4*$AH$63*$AH$124+$AI4*$AI$63*$AI$124+$AJ4*$AJ$63*$AJ$124+$AK4*$AK$63*$AK$124+$AL4*$AL$63*$AL$124+$AM4*$AM$63*$AM$124+$AN4*$AN$63*$AN$124+$AO4*$AO$63*$AO$124+$AP4*$AP$63*$AP$124+$AQ4*$AQ$63*$AQ$124+$AR4*$AR$63*$AR$124+$AS4*$AS$63*$AS$124+$AT4*$AT$63*$AT$124+$AU4*$AU$63*$AU$124+$AV4*$AV$63*$AV$124+$AW4*$AW$63*$AW$124+$AX4*$AX$63*$AX$124+$AY4*$AY$63*$AY$124+$AZ4*$AZ$63*$AZ$124+$BA4*$BA$63*$BA$124+$BB4*$BB$63*$BB$124+$BC4*$BC$63*$BC$124+$BD4*$BD$63*$BD$124)/CE$63","v":0},{"$f":"($AF4*$AF$63*$AF$125+$AG4*$AG$63*$AG$125+$AH4*$AH$63*$AH$125+$AI4*$AI$63*$AI$125+$AJ4*$AJ$63*$AJ$125+$AK4*$AK$63*$AK$125+$AL4*$AL$63*$AL$125+$AM4*$AM$63*$AM$125+$AN4*$AN$63*$AN$125+$AO4*$AO$63*$AO$125+$AP4*$AP$63*$AP$125+$AQ4*$AQ$63*$AQ$125+$AR4*$AR$63*$AR$125+$AS4*$AS$63*$AS$125+$AT4*$AT$63*$AT$125+$AU4*$AU$63*$AU$125+$AV4*$AV$63*$AV$125+$AW4*$AW$63*$AW$125+$AX4*$AX$63*$AX$125+$AY4*$AY$63*$AY$125+$AZ4*$AZ$63*$AZ$125+$BA4*$BA$63*$BA$125+$BB4*$BB$63*$BB$125+$BC4*$BC$63*$BC$125+$BD4*$BD$63*$BD$125)/CF$63","v":0},{"$f":"($AF4*$AF$63*$AF$126+$AG4*$AG$63*$AG$126+$AH4*$AH$63*$AH$126+$AI4*$AI$63*$AI$126+$AJ4*$AJ$63*$AJ$126+$AK4*$AK$63*$AK$126+$AL4*$AL$63*$AL$126+$AM4*$AM$63*$AM$126+$AN4*$AN$63*$AN$126+$AO4*$AO$63*$AO$126+$AP4*$AP$63*$AP$126+$AQ4*$AQ$63*$AQ$126+$AR4*$AR$63*$AR$126+$AS4*$AS$63*$AS$126+$AT4*$AT$63*$AT$126+$AU4*$AU$63*$AU$126+$AV4*$AV$63*$AV$126+$AW4*$AW$63*$AW$126+$AX4*$AX$63*$AX$126+$AY4*$AY$63*$AY$126+$AZ4*$AZ$63*$AZ$126+$BA4*$BA$63*$BA$126+$BB4*$BB$63*$BB$126+$BC4*$BC$63*$BC$126+$BD4*$BD$63*$BD$126)/CG$63","v":0},null,"Kfactor",{"$f":"+(10000+SUMPRODUCT(CJ13:CJ52,$DB13:$DB52,CJ13:CJ52,$DB13:$DB52))/10000/CJ6^2","v":75.659439564426393},{"$f":"+(10000+SUMPRODUCT(CK13:CK52,$DB13:$DB52,CK13:CK52,$DB13:$DB52))/10000/CK6^2","v":28.740874751870489},19.091439941841617,12.594705397425681,8.9094882895203575,6.8089323890713747,5.6818608664310659,4.9624815522037,4.4311188838281472,4.0260882883320175,3.4696063159516242,3.0825489298234618,2.8085075606350776,2.4256335862125118,2.4401984210942707,2.4401984210942707,2.4401984210942707,2.4401984210942707,null,null,null,null,null,null,null,null,null,null,null,null,null,null,null,null,null,null,null,null,null,null,null,null,null,null,null,null,null,null,null,null,null,null,null,null,null,3,3.5275061029722819E-3,1.1198969375856026E-4,{"$f":"+X4","v":3},{"$f":"1+EQ3","v":3},4.1511657451742266E-4,{"$f":"1+ES3","v":3},3.5275061029722819E-3]
["Application (Spc, Gen, Ded) =",null,null,{"$f":"+'%TDD'!D5","v":"General"},"Primary Wire AWG Size:",null,{"$f":"+'%TDD'!G5","v":0},"Wire Length(ft)=",null,{"$f":"+'%TDD'!J5","v":0},"# in Paral=",{"$f":"+'%TDD'!L5","v":0},{"$f":"+IF(L5=0,1000000000000000,G6^2/K7/1.732/VLOOKUP(G5,N65:R94,4)/(J5+0.000001)*L5)","v":1000000000000000},{"$f":"100*U16/(M5+0.000001)","v":1.0953929148125201E-13},"Contact:",null,{"$f":"'%TDD'!Q5:W5","v":0},null,null,null,null,null,null,4,240,1.3511040871083783E-6,8.6108846386695511E-6,{"$f":"0.25*HLOOKUP($U$17,$Q$53:$Y$60,4,1)","v":1},1.8911338092435521E-2,2.071517667116424E-4,13,1.8929922102119273E-2,0,0,0,0,0,0,0,0,0,0,0,0,0,0,0,0,0,0,0,0,0,0,0,0,null,null,null,null,null,null,null,null,null,1.8892137826466343E-2,1.8911011091028246E-2,{"$f":"($AF5*$AF$63*$AF$109+$AG5*$AG$63*$AG$109+$AH5*$AH$63*$AH$109+$AI5*$AI$63*$AI$109+$AJ5*$AJ$63*$AJ$109+$AK5*$AK$63*$AK$109+$AL5*$AL$63*$AL$109+$AM5*$AM$63*$AM$109+$AN5*$AN$63*$AN$109+$AO5*$AO$63*$AO$109+$AP5*$AP$63*$AP$109+$AQ5*$AQ$63*$AQ$109+$AR5*$AR$63*$AR$109+$AS5*$AS$63*$AS$109+$AT5*$AT$63*$AT$109+$AU5*$AU$63*$AU$109+$AV5*$AV$63*$AV$109+$AW5*$AW$63*$AW$109+$AX5*$AX$63*$AX$109+$AY5*$AY$63*$AY$109+$AZ5*$AZ$63*$AZ$109+$BA5*$BA$63*$BA$109+$BB5*$BB$63*$BB$109+$BC5*$BC$63*$BC$109+$BD5*$BD$63*$BD$109)/BP$63","v":0},0,0,0,0,0,0,0,0,0,0,0,0,0,0,0,0,0,null,"%Ithd",{"$f":"+SQRT(SUMSQ(CJ13:CJ52))","v":163.93707416645231},{"$f":"+SQRT(SUMSQ(CK13:CK52))","v":113.48783509882536},92.200809468905419,70.913545845876783,54.749796178477268,45.405731691457369,40.44752986749441,36.564906783409683,33.720921665220359,31.536717657247557,28.353061221821324,26.00362827976814,24.159954485600757,21.249505248051026,21.247075850879671,21.247075850879671,21.247075850879671,21.247075850879671,null,null,null,null,null,null,null,null,null,null,null,null,null,null,null,null,null,null,null,null,null,null,null,null,null,null,null,null,null,null,null,null,null,null,null,null,null,4,8.6108846386695511E-6,1.1863573481676039E-9,4,{"$f":"1+EQ4","v":4},1.3511040871083783E-6,4,8.6108846386695511E-6]
["T1 KVA dxfmr =",null,null,{"$f":"+'%TDD'!D6","v":2500},"Vdxfmrpri=",null,{"$f":"+'%TDD'!G6","v":13200},"                         Idistxfmrrated@Vpcc=",null,null,{"$f":"+Q21","v":3007.1208622016934},"Amps",{"$f":"+D6*100000/1.732/K7/(D7+0.00001)","v":52297.663172789158},{"$f":"100*U16/M6","v":2.0945351060780489E-3},"COPY:",null,{"$f":"'%TDD'!Q6:W6","v":0},null,null,null,null,null,null,5,300,3.3253513113447827E-3,1.6954558452307637E-2,{"$f":"+HLOOKUP($U$17,$Q$53:$Y$60,4,1)*O59","v":4},37.235824256622543,0.40787525145081893,14,37.27241558163535,0,0,0,0,0,0,0,0,0,0,0,0,0,0,0,0,0,0,0,0,0,0,0,0,null,null,null,null,null,null,null,null,null,37.198019542550256,37.235180401234118,0,0,0,0,0,0,0,0,0,0,0,0,0,0,0,0,0,0,null,"Irms/If",{"$f":"+SQRT(1+(CJ5/100)^2)","v":1.92029592214994},{"$f":"+SQRT(1+(CK5/100)^2)","v":1.5125967313007844},1.3601834165553335,1.2259172477959215,1.1400675498225885,1.0982568219882185,1.0787030486830864,1.0647531360873956,1.0553246210504106,1.0485496917453627,1.0394179179063803,1.0332564388239909,1.0287712768514827,1.0223278081558256,1.0223227588297659,1.0223227588297659,1.0223227588297659,1.0223227588297659,null,null,null,null,null,null,null,null,null,null,null,null,null,null,null,null,null,null,null,null,null,null,null,null,null,null,null,null,null,null,null,null,null,null,null,null,null,5,1.6954558452307637E-2,7.1864263078179101E-3,5,5,3.3253513113447827E-3,5,1.6954558452307637E-2]
["Dist Xfmr % Z =",null,null,{"$f":"+'%TDD'!D7","v":5.75},"Vdxfmrsec=",null,{"$f":"+'%TDD'!G7","v":480},"Idmd t1pri =",{"$f":"+G8/0.001732/G6","v":87.479879627685634},"Vll @ pcc =",{"$f":"+U11","v":480},"Total =",{"$f":"1/(1/M3+1/M4+1/(M5+0.0001)+1/M6)","v":47170.449331342214},{"$f":"SUM(N3:N6)","v":2.3222015697117616E-3},"NOTES:",null,{"$f":"'%TDD'!Q7:W7","v":0},null,null,null,null,null,null,6,360,7.1981267302568733E-7,3.0583500550979975E-6,{"$f":"0.25*HLOOKUP($U$17,$Q$53:$Y$60,4,1)","v":1},6.7167886139412256E-3,7.3574626036807108E-5,15,6.7233891444819548E-3,0,0,0,0,0,0,0,0,0,0,0,0,0,0,0,0,0,0,0,0,0,0,0,0,null,null,null,null,null,null,null,null,null,6.7099692060698162E-3,6.7166724720099458E-3,0,0,0,0,0,0,0,0,0,0,0,0,0,0,0,0,0,0,null,"Ih/If",{"$f":"+CJ5/100","v":1.6393707416645231},{"$f":"+CK5/100","v":1.1348783509882536},0.9220080946890542,0.7091354584587678,0.54749796178477272,0.45405731691457368,0.40447529867494408,0.36564906783409684,0.3372092166522036,0.31536717657247559,0.28353061221821324,0.26003628279768143,0.24159954485600757,0.21249505248051026,0.21247075850879671,0.21247075850879671,0.21247075850879671,0.21247075850879671,null,null,null,null,null,null,null,null,null,null,null,null,null,null,null,null,null,null,null,null,null,null,null,null,null,null,null,null,null,null,null,null,null,null,null,null,null,6,3.0583500550979975E-6,3.3672618214264535E-10,6,6,7.1981267302568733E-7,6,3.0583500550979975E-6]
["% Demand: T1 KVA =",null,null,{"$f":"+'%TDD'!D8","v":80},"                      KVA dmd =",null,{"$f":"+Q23","v":2000},"Idmd t1sec=",{"$f":"+G8/G7*1000/1.732","v":2405.6966897613552},"Idmd@pcc",{"$f":"+U15","v":2405.6966897613552},null,"UsedHPpcc=",{"$f":"+U13","v":1.0009999999999999},"By:",{"$f":"'%TDD'!P8:S8","v":0},null,null,null,"Phone:",{"$f":"'%TDD'!U8:W8","v":0},null,null,{"$f":"+X7+1","v":7},420,1.2993524251520496E-3,4.7320342122802068E-3,{"$f":"+HLOOKUP($U$17,$Q$53:$Y$60,4,1)*O59","v":4},10.392555771973454,0.11383839040319975,16,10.402768447362222,0,0,0,0,0,0,0,0,0,0,0,0,0,0,0,0,0,0,0,0,0,0,0,0,null,null,null,null,null,null,null,null,null,10.382004438485254,10.392376071290933,0,0,0,0,0,0,0,0,0,0,0,0,0,0,0,0,0,0,null,"DispPF",0.97499999999999998,0.97399999999999998,0.97299999999999998,0.97099999999999997,0.97,0.96899999999999997,0.96799999999999997,0.96699999999999997,0.96599999999999997,0.96499999999999997,0.96299999999999997,0.96,0.95499999999999996,0.95,0.94,0.9,0.9,0.9,null,null,null,null,null,null,null,null,null,null,null,null,null,null,null,null,null,null,null,null,null,null,null,null,null,null,null,null,null,null,null,null,null,null,null,null,null,7,4.7320342122802068E-3,1.0972152415233277E-3,7,7,1.2993524251520496E-3,7,4.7320342122802068E-3]
["PCC Location =",null,null,{"$f":"Summary!H19","v":"T1"},"Ave % MTR Loading:",null,{"$f":"'%TDD'!G9","v":100},"LineFreq = ",null,60,"Idrv@pcc",{"$f":"+U16","v":1.0953929148125201},"DrvHPpcc=",{"$f":"+U12","v":1},"Email:",{"$f":"'%TDD'!P9:S9","v":0},null,null,null,"Fax:",{"$f":"'%TDD'!U9:W9","v":0},null,null,8,480,2.7961165614857277E-6,8.9101340810671561E-6,{"$f":"0.25*HLOOKUP($U$17,$Q$53:$Y$60,4,1)","v":1},1.9568553653510363E-2,2.1435080064153092E-4,17,1.9587783503287055E-2,0,0,0,0,0,0,0,0,0,0,0,0,0,0,0,0,0,0,0,0,0,0,0,0,null,null,null,null,null,null,null,null,null,1.9548686131025009E-2,1.9568215287999059E-2,0,0,0,0,0,0,0,0,0,0,0,0,0,0,0,0,0,0,null,"ActPF",0.54,0.67700000000000005,0.73599999999999999,0.81200000000000006,0.873,0.89800000000000002,0.91,0.91800000000000004,0.92200000000000004,0.92500000000000004,0.92900000000000005,0.93100000000000005,0.93100000000000005,0.93200000000000005,0.93100000000000005,0.9,0.9,0.9,null,null,null,null,null,null,null,null,null,null,null,null,null,null,null,null,null,null,null,null,null,null,null,null,null,null,null,null,null,null,null,null,null,null,null,null,null,8,8.9101340810671561E-6,5.0809913179260451E-9,8,8,2.7961165614857277E-6,8,8.9101340810671561E-6]
["Transformer",null,"                             Network Inputs:",null,null,"AveSysEff*PF:",0.82,"Bus#","ID TAG","Fed From","Wire Size","# in Paral","W Length","Ampacity","System Data:",null,"PCC =",{"$f":"+D9","v":"T1"},"Line Freq =",null,{"$f":"+J9","v":60},"Hz",null,9,540,2.4923025276508081E-4,7.0595529998304781E-4,{"$f":"0.25*HLOOKUP($U$17,$Q$53:$Y$60,4,1)","v":1},1.5504283144349411,1.6983143282887025E-2,18,1.5519519070368282,0,0,0,0,0,0,0,0,0,0,0,0,0,0,0,0,0,0,0,0,0,0,0,0,null,null,null,null,null,null,null,null,null,1.5488541986395494,1.550401505531297,0,0,0,0,0,0,0,0,0,0,0,0,0,0,0,0,0,0,null,"%Vthd",1.232,3.016,4.4409999999999998,6.1849999999999996,6.976,7.8609999999999998,8.7330000000000005,9.5860000000000003,10.41,11.18,12.64,13.97,15.21,17.420000000000002,18.88,90,90,90,null,null,null,null,null,null,null,null,null,null,null,null,null,null,null,null,null,null,null,null,null,null,null,null,null,null,null,null,null,null,null,null,null,null,null,null,null,9,7.0595529998304781E-4,4.0368203731506563E-5,9,9,2.4923025276508081E-4,9,7.0595529998304781E-4]
["#","ID TAG","Fed From","KVA","% Z","Vsec","Irated pcc","B1",{"$f":"+'%TDD'!I11","v":0},{"$f":"+'%TDD'!J11","v":0},{"$f":"+'%TDD'!K11","v":0},{"$f":"+'%TDD'!L11","v":0},{"$f":"+'%TDD'!M11","v":0},{"$f":"VLOOKUP(K11,$N$65:$S$94,6)*L11","v":0},"MVAsc before Xfmr =",null,{"$f":"+IF(M3>M7*25,\"\",J3)","v":400},"MVA","Vll @ PCC =",null,{"$f":"HLOOKUP(D9,BM1:CG65,65,0)","v":480},"Volts",null,10,600,2.2020276480637398E-6,5.613603342498575E-6,{"$f":"0.25*HLOOKUP($U$17,$Q$53:$Y$60,4,1)","v":1},1.2328669490016457E-2,1.35046269786821E-4,19,1.2340784767744048E-2,0,0,0,0,0,0,0,0,0,0,0,0,0,0,0,0,0,0,0,0,0,0,0,0,null,null,null,null,null,null,null,null,null,1.2316152462818414E-2,1.2328456311432616E-2,0,0,0,0,0,0,0,0,0,0,0,0,0,0,0,0,0,0,null,"Vrms/Vs",1,0.999,0.998,0.996,0.99299999999999999,0.99099999999999999,0.98799999999999999,0.98599999999999999,0.98299999999999998,0.98099999999999998,0.97499999999999998,0.97,0.96499999999999997,0.95399999999999996,0.94599999999999995,0.09,0.09,0.09,null,null,null,null,null,null,null,null,null,null,null,null,null,null,null,null,null,null,null,null,null,null,null,null,null,null,null,null,null,null,null,null,null,null,null,null,null,10,5.613603342498575E-6,3.1512542486911177E-9,10,10,2.2020276480637398E-6,10,5.613603342498575E-6]
["T1","N/A","Utility",{"$f":"+D6","v":2500},{"$f":"+D7","v":5.75},{"$f":"+G7","v":480},{"$f":"+Q21","v":3007.1208622016934},"B2",{"$f":"+'%TDD'!I12","v":0},{"$f":"+'%TDD'!J12","v":0},{"$f":"+'%TDD'!K12","v":0},{"$f":"+'%TDD'!L12","v":0},{"$f":"+'%TDD'!M12","v":0},0,"Other Z primary: R =",null,{"$f":"+IF(M4>M7*25,\" \",G3)","v":" "},"ohm","Total Drive HP @ PCC ",null,{"$f":"+HLOOKUP(D9,BM1:CG65,62,0)","v":1},"HP",null,11,660,1.3552450455836462E-3,3.1408275931844392E-3,{"$f":"+HLOOKUP($U$17,$Q$53:$Y$60,5,1)*O60","v":2},6.897926867818172,7.5558785440349302E-2,20,6.904705401366817,0,0,0,0,0,0,0,0,0,0,0,0,0,0,0,0,0,0,0,0,0,0,0,0,null,null,null,null,null,null,null,null,null,6.8909235542583023,6.8978075937730443,0,0,0,0,0,0,0,0,0,0,0,0,0,0,0,0,0,0,null,"Vbus/Vs",1.403,1.381,1.359,1.3320000000000001,1.323,1.3149999999999999,1.3069999999999999,1.2989999999999999,1.292,1.2849999999999999,1.2709999999999999,1.258,1.2450000000000001,1.2210000000000001,1.204,0.5,0.5,0.5,null,null,null,null,null,null,null,null,null,null,null,null,null,null,null,null,null,null,null,null,null,null,null,null,null,null,null,null,null,null,null,null,null,null,null,null,null,11,3.1408275931844392E-3,1.1936405543831595E-3,11,11,1.3552450455836462E-3,11,3.1408275931844392E-3]
["T2",{"$f":"+'%TDD'!B13","v":0},{"$f":"+'%TDD'!C13","v":0},{"$f":"+'%TDD'!D13","v":0},{"$f":"+'%TDD'!E13","v":0},{"$f":"+'%TDD'!F13","v":0},{"$f":"+D13/0.001732/(0.000001+F13)","v":0},"B3",{"$f":"+'%TDD'!I13","v":0},{"$f":"+'%TDD'!J13","v":0},{"$f":"+'%TDD'!K13","v":0},{"$f":"+'%TDD'!L13","v":0},{"$f":"+'%TDD'!M13","v":0},0,null,"X =",{"$f":"+IF(M4>M7*25,\" \",G4)","v":" "},"ohm","Total Used HP @ PCC",null,{"$f":"+HLOOKUP(D9,BM1:CG65,63,0)","v":1.0009999999999999},"HP",null,12,720,9.9057491028283143E-7,2.1043841995083067E-6,{"$f":"0.25*HLOOKUP($U$17,$Q$53:$Y$60,5,1)","v":0.5},4.6216762554874714E-3,5.0625101027432335E-5,21,4.6262179370896578E-3,0,0,0,0,0,0,0,0,0,0,0,0,0,0,0,0,0,0,0,0,0,0,0,0,null,null,null,null,null,null,null,null,null,4.6169839691513562E-3,4.6215963407489095E-3,0,0,0,0,0,0,0,0,0,0,0,0,0,0,0,0,0,0,null,"%I2nd",1.7291324964220301E-2,6.6998018440489568E-2,0.12416560747379798,0.19164678959143519,3.2432337711389723E-2,2.6794917304969575E-2,1.0787351058726545E-2,1.5488830696511377E-2,1.1120918013740941E-2,1.2571907703050382E-2,2.636287592484499E-2,3.9068771982494086E-3,1.783236037225493E-2,6.5715038062707058E-3,5.7146036546192576E-3,5.7146036546192576E-3,5.7146036546192576E-3,5.7146036546192576E-3,2,null,6.6998018440489568E-2,0.12416560747379798,0.19164678959143519,3.2432337711389723E-2,2.6794917304969575E-2,1.0787351058726545E-2,1.5488830696511377E-2,1.1120918013740941E-2,1.2571907703050382E-2,2.636287592484499E-2,3.9068771982494086E-3,1.783236037225493E-2,6.5715038062707058E-3,2.2545427747089217E-2,2.2545427747089217E-2,2.2545427747089217E-2,2,null,null,null,null,null,null,null,null,null,null,null,null,null,null,null,null,null,null,12,2.1043841995083067E-6,6.3769433171619117E-10,12,12,9.9057491028283143E-7,12,2.1043841995083067E-6]
["T3",{"$f":"+'%TDD'!B14","v":0},{"$f":"+'%TDD'!C14","v":0},{"$f":"+'%TDD'!D14","v":0},{"$f":"+'%TDD'!E14","v":0},{"$f":"+'%TDD'!F14","v":0},{"$f":"+D14/0.001732/(0.00001+F14)","v":0},"B4",{"$f":"+'%TDD'!I14","v":0},{"$f":"+'%TDD'!J14","v":0},{"$f":"+'%TDD'!K14","v":0},{"$f":"+'%TDD'!L14","v":0},{"$f":"+'%TDD'!M14","v":0},0,null,"Z =",{"$f":"+IF(M4>M7*25,\" \",J4)","v":" "},"ohm","I Short Ckt @ PCC =",null,{"$f":"+U16*100/(U20+0.00001)","v":46972.768427263021},"Amps",null,13,780,7.5820515774170443E-4,1.4868334965803893E-3,{"$f":"+HLOOKUP($U$17,$Q$53:$Y$60,5,1)*O60","v":2},3.2654032797882508,3.5768704209497439E-2,22,3.2686121635740686,0,0,0,0,0,0,0,0,0,0,0,0,0,0,0,0,0,0,0,0,0,0,0,0,null,null,null,null,null,null,null,null,null,3.2620879875988718,3.2653468167573116,0,0,0,0,0,0,0,0,0,0,0,0,0,0,0,0,0,0,null,"%I3rd",0.55385104430828935,8.5473774716319078,4.3857615521600959,4.8916763402676038,5.107248510230364,6.2072885442798249,7.7608557639223745,5.1365577880102951,3.7115343236794409,2.8652501742303245,1.976424393859703,1.512989131711088,1.2479844012146544,0.90186138282906037,0.8611207071065603,0.8611207071065603,0.8611207071065603,0.8611207071065603,3,0.55385104430828935,8.5473774716319078,4.3857615521600959,4.8916763402676038,5.107248510230364,6.2072885442798249,7.7608557639223745,5.1365577880102951,3.7115343236794409,2.8652501742303245,1.976424393859703,1.512989131711088,1.2479844012146544,0.90186138282906037,0.73810499156525877,0.73810499156525877,0.73810499156525877,3,null,null,null,null,null,null,null,null,null,null,null,null,null,null,null,null,null,null,13,1.4868334965803893E-3,3.736038800675359E-4,13,13,7.5820515774170443E-4,13,1.4868334965803893E-3]
["T4",{"$f":"+'%TDD'!B15","v":0},{"$f":"+'%TDD'!C15","v":0},{"$f":"+'%TDD'!D15","v":0},{"$f":"+'%TDD'!E15","v":0},{"$f":"+'%TDD'!F15","v":0},{"$f":"+D15/0.001732/(0.000001+F15)","v":0},"B5",{"$f":"+'%TDD'!I15","v":0},{"$f":"+'%TDD'!J15","v":0},{"$f":"+'%TDD'!K15","v":0},{"$f":"+'%TDD'!L15","v":0},{"$f":"+'%TDD'!M15","v":0},0,"AWG Wire Size =",null,{"$f":"+IF(M5>M7*25,\"  \",G5)","v":"  "},null,"I demand @ PCC = ",null,{"$f":"+MAX(I8*G7,746/1.732/G10*HLOOKUP(D9,BM1:CG65,60,0))/U11","v":2405.6966897613552},"Amps",null,14,840,3.4937886303051808E-6,6.3619103674451785E-6,{"$f":"0.25*HLOOKUP($U$17,$Q$53:$Y$60,5,1)","v":0.5},1.3972111219819531E-2,1.5304826711521312E-4,23,1.3985841493634233E-2,0,0,0,0,0,0,0,0,0,0,0,0,0,0,0,0,0,0,0,0,0,0,0,0,null,null,null,null,null,null,null,null,null,1.3957925642349538E-2,1.3971869624010225E-2,0,0,0,0,0,0,0,0,0,0,0,0,0,0,0,0,0,0,null,"%I4th",0.13520250276733159,2.8695360144102396E-2,0.11237654569855723,0.1270693443534559,2.9673650735424224E-2,2.1212221057019379E-2,1.8916758051922035E-2,2.4591818946340816E-2,2.2309871990685983E-2,1.4672119245636975E-2,3.4977738354405041E-3,3.318391374383355E-3,1.8380050856337499E-2,5.7240454854559945E-3,1.5847873572736098E-3,1.5847873572736098E-3,1.5847873572736098E-3,1.5847873572736098E-3,4,0.13520250276733159,2.8695360144102396E-2,0.11237654569855723,0.1270693443534559,2.9673650735424224E-2,2.1212221057019379E-2,1.8916758051922035E-2,2.4591818946340816E-2,2.2309871990685983E-2,1.4672119245636975E-2,3.4977738354405041E-3,3.318391374383355E-3,1.8380050856337499E-2,5.7240454854559945E-3,9.1903412706817837E-3,9.1903412706817837E-3,9.1903412706817837E-3,4,null,null,null,null,null,null,null,null,null,null,null,null,null,null,null,null,null,null,14,6.3619103674451785E-6,7.9328850905876628E-9,14,14,3.4937886303051808E-6,14,6.3619103674451785E-6]
["T5",{"$f":"+'%TDD'!B16","v":0},{"$f":"+'%TDD'!C16","v":0},{"$f":"+'%TDD'!D16","v":0},{"$f":"+'%TDD'!E16","v":0},{"$f":"+'%TDD'!F16","v":0},0,"B6",{"$f":"+'%TDD'!I16","v":0},{"$f":"+'%TDD'!J16","v":0},{"$f":"+'%TDD'!K16","v":0},{"$f":"+'%TDD'!L16","v":0},{"$f":"+'%TDD'!M16","v":0},0,"Wire Length =",null,{"$f":"+IF(M5>M7*25,\" \",J5)","v":" "},"feet","I drives in @ PCC = ",null,{"$f":"746/1.732/G10*U13/U11","v":1.0953929148125201},"Amps",null,15,900,2.0697150263334772E-4,3.51753354839767E-4,{"$f":"0.25*HLOOKUP($U$17,$Q$53:$Y$60,5,1)","v":0.5},0.77252534410344631,8.4621188135047872E-3,24,0.77328449813081279,0,0,0,0,0,0,0,0,0,0,0,0,0,0,0,0,0,0,0,0,0,0,0,0,null,null,null,null,null,null,null,null,null,0.77174101609861578,0.77251198614466821,0,0,0,0,0,0,0,0,0,0,0,0,0,0,0,0,0,0,null,"%I5th",93.368748010282204,82.87682728374898,73.247221838386295,60.831459052554194,49.382828970020235,41.72752692184784,37.27946499417164,34.240442443062605,31.801834469310585,29.833911528390878,26.829447444032468,24.524377947577921,22.666145948519805,19.683481307529799,19.55420880107971,19.55420880107971,19.55420880107971,19.55420880107971,5,93.368748010282204,82.87682728374898,73.247221838386295,60.831459052554194,49.382828970020235,41.72752692184784,37.27946499417164,34.240442443062605,31.801834469310585,29.833911528390878,26.829447444032468,24.524377947577921,22.666145948519805,19.683481307529799,17.857749845135661,17.857749845135661,17.857749845135661,5,null,null,null,null,null,null,null,null,null,null,null,null,null,null,null,null,null,null,15,3.51753354839767E-4,2.7839345094231988E-5,15,15,2.0697150263334772E-4,15,3.51753354839767E-4]
["T6",{"$f":"+'%TDD'!B17","v":0},{"$f":"+'%TDD'!C17","v":0},{"$f":"+'%TDD'!D17","v":0},{"$f":"+'%TDD'!E17","v":0},{"$f":"+'%TDD'!F17","v":0},0,"B7",{"$f":"+'%TDD'!I17","v":0},{"$f":"+'%TDD'!J17","v":0},{"$f":"+'%TDD'!K17","v":0},{"$f":"+'%TDD'!L17","v":0},{"$f":"+'%TDD'!M17","v":0},0,"# in Parallel =",null,{"$f":"+IF(M5>M7*25,\" \",L5)","v":" "},null,"Isc / Idmd =",null,{"$f":"U14/(U15+0.00001)","v":19.525640298680507},null,null,16,960,2.6664698297002679E-6,4.248500229390555E-6,{"$f":"0.25*HLOOKUP($U$17,$Q$53:$Y$60,5,1)","v":0.5},9.3306120793889263E-3,1.0220602938295216E-4,25,9.3397811918224903E-3,0,0,0,0,0,0,0,0,0,0,0,0,0,0,0,0,0,0,0,0,0,0,0,0,null,null,null,null,null,null,null,null,null,9.321138913994503E-3,9.3304507410814103E-3,0,0,0,0,0,0,0,0,0,0,0,0,0,0,0,0,0,0,null,"%I6th",6.8818496078623531E-2,5.2936191485114158E-2,7.0102641631974985E-3,1.1862351899176933E-2,1.9222702695116914E-3,1.1087146410300954E-2,6.7285132893848583E-3,4.5194792975590103E-3,6.0169639857389576E-3,7.3330327729595772E-3,4.9368015428742544E-3,2.1005572354824645E-3,9.2816222816082712E-3,3.8021989595571734E-3,2.6949365909897677E-3,2.6949365909897677E-3,2.6949365909897677E-3,2.6949365909897677E-3,6,6.8818496078623531E-2,5.2936191485114158E-2,7.0102641631974985E-3,1.1862351899176933E-2,1.9222702695116914E-3,1.1087146410300954E-2,6.7285132893848583E-3,4.5194792975590103E-3,6.0169639857389576E-3,7.3330327729595772E-3,4.9368015428742544E-3,2.1005572354824645E-3,9.2816222816082712E-3,3.8021989595571734E-3,3.7561335491394223E-3,3.7561335491394223E-3,3.7561335491394223E-3,6,null,null,null,null,null,null,null,null,null,null,null,null,null,null,null,null,null,null,16,4.248500229390555E-6,4.6207370749776891E-9,16,16,2.6664698297002679E-6,16,4.248500229390555E-6]
["T7",{"$f":"+'%TDD'!B18","v":0},{"$f":"+'%TDD'!C18","v":0},{"$f":"+'%TDD'!D18","v":0},{"$f":"+'%TDD'!E18","v":0},{"$f":"+'%TDD'!F18","v":0},0,"B8",{"$f":"+'%TDD'!I18","v":0},{"$f":"+'%TDD'!J18","v":0},{"$f":"+'%TDD'!K18","v":0},{"$f":"+'%TDD'!L18","v":0},{"$f":"+'%TDD'!M18","v":0},0,"% Wire Voltage Drop",null,{"$f":"+IF(M5>M7*25,\" \",N5)","v":" "},"%","Idmd/Idrv = ",null,{"$f":"+U15/(U16+0.00001)","v":2196.1751764857167},null,null,17,1020,8.4774948159576323E-4,1.271269319778169E-3,{"$f":"+HLOOKUP($U$17,$Q$53:$Y$60,6,1)*O61","v":1.5},2.7919783996293406,3.058288394385511E-2,26,2.7947220528474217,0,0,0,0,0,0,0,0,0,0,0,0,0,0,{"$f":"(HLOOKUP(AU$69,$CI$3:$DA$750,$AE18+52*(AU$75-1),1)-AU$74*(HLOOKUP(AU$73,$CI$1:$DA$750,$AE18+2+52*(AU$75-1),0)-HLOOKUP(AU$73+1,$CI$1:$DA$750,$AE18+2+52*(AU$75-1),0)))*AU$65","v":0},0,0,0,0,0,0,0,0,0,null,null,null,null,null,null,null,null,null,2.7891437653167888,2.7919301227246973,0,0,0,0,0,0,0,0,0,0,0,0,0,0,0,0,0,0,null,"%I7th",85.792929223620419,65.67536665068971,52.471101352240538,34.473926081721721,20.70483242585701,13.8859457017344,10.407370469722119,8.4234250472584673,7.3447486655802345,6.8022663683683335,6.5166708279323533,6.6273860488121423,6.8022403042729351,6.987229811341364,7.326010337515557,7.326010337515557,7.326010337515557,7.326010337515557,7,85.792929223620419,65.67536665068971,52.471101352240538,34.473926081721721,20.70483242585701,13.8859457017344,10.407370469722119,8.4234250472584673,7.3447486655802345,6.8022663683683335,6.5166708279323533,6.6273860488121423,6.8022403042729351,6.987229811341364,6.9592981535509395,6.9592981535509395,6.9592981535509395,7,null,null,null,null,null,null,null,null,null,null,null,null,null,null,null,null,null,null,17,1.271269319778169E-3,4.6706032250527275E-4,17,17,8.4774948159576323E-4,17,1.271269319778169E-3]
["T8",{"$f":"+'%TDD'!B19","v":0},{"$f":"+'%TDD'!C19","v":0},{"$f":"+'%TDD'!D19","v":0},{"$f":"+'%TDD'!E19","v":0},{"$f":"+'%TDD'!F19","v":0},0,"B9",{"$f":"+'%TDD'!I19","v":0},{"$f":"+'%TDD'!J19","v":0},{"$f":"+'%TDD'!K19","v":0},{"$f":"+'%TDD'!L19","v":0},{"$f":"+'%TDD'!M19","v":0},0,"Dist Xfmr KVA:",null,{"$f":"+IF(M6>M7*25,\"\",D6)","v":2500},"KVA","Isc/Idrv = ",null,{"$f":"+U14/(U16+0.00001)","v":42881.726707202055},null,null,18,1080,1.0461424194747032E-6,1.4816214672409332E-6,{"$f":"0.25*HLOOKUP($U$17,$Q$53:$Y$60,6,1)","v":0.375},3.2539565524051539E-3,3.5643318592208751E-5,27,{"$f":"(HLOOKUP(AF$69,$CI$3:$DA$750,$AE19+52*(AF$75-1),1)-AF$74*(HLOOKUP(AF$73,$CI$1:$DA$750,$AE19+2+52*(AF$75-1),0)-HLOOKUP(AF$73+1,$CI$1:$DA$750,$AE19+2+52*(AF$75-1),0)))*AF$65","v":3.2571541875901855E-3},0,0,0,0,0,0,0,0,0,0,0,0,0,0,0,{"$f":"(HLOOKUP(AV$69,$CI$3:$DA$750,$AE19+52*(AV$75-1),1)-AV$74*(HLOOKUP(AV$73,$CI$1:$DA$750,$AE19+2+52*(AV$75-1),0)-HLOOKUP(AV$73+1,$CI$1:$DA$750,$AE19+2+52*(AV$75-1),0)))*AV$65","v":0},0,0,0,0,0,0,0,0,null,null,null,null,null,null,null,null,null,3.2506528818265334E-3,3.253900287302883E-3,0,0,0,0,0,0,0,0,0,0,0,0,0,0,0,0,0,0,null,"%I8th",0.15207091572872264,5.2891824469196221E-2,5.7040082585237739E-2,1.9116049168177565E-2,2.3564987660073828E-2,8.5355102461392024E-3,1.9603945043945102E-2,1.2636657164619786E-2,1.0643351525778579E-2,4.3473848598230228E-3,2.5415807506222721E-3,1.2216655309818655E-3,6.4595461603830819E-3,1.3983813924981661E-3,3.4056178014729927E-3,3.4056178014729927E-3,3.4056178014729927E-3,3.4056178014729927E-3,8,0.15207091572872264,5.2891824469196221E-2,5.7040082585237739E-2,1.9116049168177565E-2,2.3564987660073828E-2,8.5355102461392024E-3,1.9603945043945102E-2,1.2636657164619786E-2,1.0643351525778579E-2,4.3473848598230228E-3,2.5415807506222721E-3,1.2216655309818655E-3,6.4595461603830819E-3,1.3983813924981661E-3,7.1110458199941378E-4,7.1110458199941378E-4,7.1110458199941378E-4,8,null,null,null,null,null,null,null,null,null,null,null,null,null,null,null,null,null,null,18,1.4816214672409332E-6,7.1124550378929289E-10,18,18,1.0461424194747032E-6,18,1.4816214672409332E-6]
["T9",{"$f":"+'%TDD'!B20","v":0},{"$f":"+'%TDD'!C20","v":0},{"$f":"+'%TDD'!D20","v":0},{"$f":"+'%TDD'!E20","v":0},{"$f":"+'%TDD'!F20","v":0},0,"B10",{"$f":"+'%TDD'!I20","v":0},{"$f":"+'%TDD'!J20","v":0},{"$f":"+'%TDD'!K20","v":0},{"$f":"+'%TDD'!L20","v":0},{"$f":"+'%TDD'!M20","v":0},0,"Dist Xfmr % Z:",null,{"$f":"+IF(M6>M7*25,\"\",D7)","v":5.75},"%","%Zs before PCC =",null,{"$f":"+HLOOKUP(D9,BM1:CG70,68,0)","v":2.321974357672207E-3},"%",null,19,1140,6.1537076369281446E-4,8.2566183919754413E-4,{"$f":"+HLOOKUP($U$17,$Q$53:$Y$60,6,1)*O61","v":1.5},1.8133293902192413,1.9862919534198043E-2,28,1.8151113334526048,0,0,0,0,0,0,0,0,0,0,0,0,0,0,0,0,0,0,0,0,0,0,0,0,null,null,null,null,null,null,null,null,null,1.8114883567391269,1.8132980354171877,0,0,0,0,0,0,0,0,0,0,0,0,0,0,0,0,0,0,null,"%I9th",1.154353524821659,3.5914593530271834,0.66156600737101889,0.60368769264829547,0.42447764331950832,1.0648962156533353,1.5532650518305111,0.98716445545758624,0.68104076968532634,0.50610374236669098,0.31868142208094846,0.22626624756676589,0.1789795622711387,0.13966052871548112,0.13247290047204982,0.13247290047204982,0.13247290047204982,0.13247290047204982,9,1.154353524821659,3.5914593530271834,0.66156600737101889,0.60368769264829547,0.42447764331950832,1.0648962156533353,1.5532650518305111,0.98716445545758624,0.68104076968532634,0.50610374236669098,0.31868142208094846,0.22626624756676589,0.1789795622711387,0.13966052871548112,0.12982761130869863,0.12982761130869863,0.12982761130869863,9,null,null,null,null,null,null,null,null,null,null,null,null,null,null,null,null,null,null,19,8.2566183919754413E-4,2.461000076472527E-4,19,19,6.1537076369281446E-4,19,8.2566183919754413E-4]
["Drive #","ID TAG","Fed From","Conv Type","Hp Drive","% Z Int","% Z Ext","% Load","Wire Size","# in Paral","W Length","Ampacity","% Z Total","Vll@drv","DXfmr Irate @ PCC:",null,{"$f":"+IF(M6>M7*25,\"\",D6*1000/1.732/K7)","v":3007.1208622016934},"Amps","% Zf after PCC =",null,{"$f":"(HLOOKUP(D9,BM1:CG70,69,0))","v":5},"%",null,20,1200,4.1116595895870207E-6,5.240902864143763E-6,{"$f":"0.25*HLOOKUP($U$17,$Q$53:$Y$60,6,1)","v":0.375},1.1510139797756022E-2,1.2608022671631454E-4,29,1.1521450713378031E-2,0,0,0,0,0,0,0,0,0,0,0,0,0,0,0,0,0,0,0,0,0,0,0,0,null,null,null,null,null,null,null,null,null,1.1498453805766501E-2,1.1509940772605427E-2,0,0,0,0,0,0,0,0,0,0,0,0,0,0,0,0,0,0,null,"%I10th",0.2294007148283545,4.67408371331944E-2,3.9171017790739594E-2,3.1896110289054799E-2,9.7072760067846587E-3,1.3760275349404955E-2,1.2351163020258928E-2,7.8770677291336265E-3,6.6241460677741474E-3,9.5446111698385379E-4,5.9000829249238182E-3,2.8410236973985879E-3,3.0933034144878684E-3,1.7024651539385351E-3,3.8405411483555876E-3,3.8405411483555876E-3,3.8405411483555876E-3,3.8405411483555876E-3,10,0.2294007148283545,4.67408371331944E-2,3.9171017790739594E-2,3.1896110289054799E-2,9.7072760067846587E-3,1.3760275349404955E-2,1.2351163020258928E-2,7.8770677291336265E-3,6.6241460677741474E-3,9.5446111698385379E-4,5.9000829249238182E-3,2.8410236973985879E-3,3.0933034144878684E-3,1.7024651539385351E-3,9.7379889696600289E-4,9.7379889696600289E-4,9.7379889696600289E-4,10,null,null,null,null,null,null,null,null,null,null,null,null,null,null,null,null,null,null,20,5.240902864143763E-6,1.098682513255612E-8,20,20,4.1116595895870207E-6,20,5.240902864143763E-6]
[1,{"$f":"'%TDD'!B22","v":0},{"$f":"+'%TDD'!C22","v":"T1"},{"$f":"+'%TDD'!D22","v":1},{"$f":"+'%TDD'!E22","v":1},{"$f":"+'%TDD'!F22","v":5},{"$f":"+'%TDD'!G22","v":0},{"$f":"+'%TDD'!H22","v":0},{"$f":"+'%TDD'!I22","v":0},{"$f":"+'%TDD'!J22","v":0},{"$f":"+'%TDD'!K22","v":0},{"$f":"+IF(D22=8,E22/(N22+0.00001)*746/1.732*H22/100,VLOOKUP(I22,$N$65:$S$94,6)*J22)","v":0},{"$f":"+(VLOOKUP(I22,$N$65:$R$94,4)*K22/(J22+0.000001)*100*746/G$10*E22/(N22+0.00001)^2+F22+G22)*$G$9/100*IF(H22=0,100,H22)/100","v":5},{"$f":"+AF66","v":480},"Demand % KVA Xfmr:",null,{"$f":"+IF(M6>M7*25,\"\",D8)","v":80},"%","% Z loop @ PCC=",null,{"$f":"+U20+U21","v":5.0023219743576721},"%",null,21,1260,1.9182350821332416E-4,2.3286353674186147E-4,{"$f":"0.25*HLOOKUP($U$17,$Q$53:$Y$60,6,1)","v":0.375},0.51141796197678935,5.6019903950601793E-3,30,0.51192052802004684,0,0,0,0,0,0,0,0,0,0,0,0,0,0,0,0,0,0,0,0,0,0,0,0,null,null,null,null,null,null,null,null,null,0.51089873055892909,0.51140911890114571,0,0,0,0,0,0,0,0,0,0,0,0,0,0,0,0,0,0,null,"%I11th",69.048567707776243,33.685348584817774,15.583787301158949,6.5636008603412694,7.6797975872700235,7.4570840283088478,6.9055670232180777,6.5341193000171698,6.0786150094839924,5.6151234987755405,4.7731220793376856,4.037747204995374,3.4442053406397228,2.6571079286057731,2.6319335627413896,2.6319335627413896,2.6319335627413896,2.6319335627413896,11,69.048567707776243,33.685348584817774,15.583787301158949,6.5636008603412694,7.6797975872700235,7.4570840283088478,6.9055670232180777,6.5341193000171698,6.0786150094839924,5.6151234987755405,4.7731220793376856,4.037747204995374,3.4442053406397228,2.6571079286057731,2.3591505463205085,2.3591505463205085,2.3591505463205085,11,null,null,null,null,null,null,null,null,null,null,null,null,null,null,null,null,null,null,21,2.3286353674186147E-4,2.3913413194072364E-5,21,21,1.9182350821332416E-4,21,2.3286353674186147E-4]
[2,{"$f":"+'%TDD'!B23","v":0},{"$f":"+'%TDD'!C23","v":0},{"$f":"+'%TDD'!D23","v":0},{"$f":"+'%TDD'!E23","v":0},{"$f":"+'%TDD'!F23","v":0},{"$f":"+'%TDD'!G23","v":0},{"$f":"+'%TDD'!H23","v":0},{"$f":"+'%TDD'!I23","v":0},{"$f":"+'%TDD'!J23","v":0},{"$f":"+'%TDD'!K23","v":0},{"$f":"+IF(D23=8,E23/(N23+0.00001)*746/1.732*H23/100,VLOOKUP(I23,$N$65:$S$94,6)*J23)","v":0},{"$f":"+(VLOOKUP(I23,$N$65:$R$94,4)*K23/(J23+0.000001)*100*746/G$10*E23/(N23+0.00001)^2+F23+G23)*$G$9/100*IF(H23=0,100,H23)/100","v":0},{"$f":"+AG66","v":1E-3},"Demand KVA:",null,{"$f":"+D6*D8/100","v":2000},"KVA","If drvs@ PCC =",null,{"$f":"+SQRT(U25^2-U24^2)","v":1.0953839738844418},"Amps",null,22,1320,5.2290244968203804E-6,6.0592231930934465E-6,{"$f":"0.25*HLOOKUP($U$17,$Q$53:$Y$60,6,1)","v":0.375},1.3307345666614533E-2,1.4576653178150132E-4,31,1.3320422681023803E-2,0,0,0,0,0,0,0,0,0,0,0,0,0,0,0,0,0,0,0,0,0,0,0,0,null,null,null,null,null,null,null,null,null,1.3293835011001802E-2,1.3307115565458346E-2,0,0,0,0,0,0,0,0,0,0,0,0,0,0,0,0,0,0,null,"%I12th",4.3926126021925166E-2,1.2877494467594758E-2,4.5954157397374695E-3,5.329225146697902E-3,1.7455825337836627E-3,6.1922252654432195E-3,4.6340307760456886E-3,1.2658928420938899E-3,7.2345470714335765E-4,2.8137542278655172E-3,3.3387817150023614E-3,7.0415228820549169E-4,3.2866827675993235E-3,2.129932191298423E-3,3.0726078205235829E-3,3.0726078205235829E-3,3.0726078205235829E-3,3.0726078205235829E-3,12,4.3926126021925166E-2,1.2877494467594758E-2,4.5954157397374695E-3,5.329225146697902E-3,1.7455825337836627E-3,6.1922252654432195E-3,4.6340307760456886E-3,1.2658928420938899E-3,7.2345470714335765E-4,2.8137542278655172E-3,3.3387817150023614E-3,7.0415228820549169E-4,3.2866827675993235E-3,2.129932191298423E-3,3.0155583934282169E-3,3.0155583934282169E-3,3.0155583934282169E-3,12,null,null,null,null,null,null,null,null,null,null,null,null,null,null,null,null,null,null,22,6.0592231930934465E-6,1.7769665880601226E-8,22,22,5.2290244968203804E-6,22,6.0592231930934465E-6]
[3,{"$f":"+'%TDD'!B24","v":0},{"$f":"+'%TDD'!C24","v":0},{"$f":"+'%TDD'!D24","v":0},{"$f":"+'%TDD'!E24","v":0},{"$f":"+'%TDD'!F24","v":0},{"$f":"+'%TDD'!G24","v":0},{"$f":"+'%TDD'!H24","v":0},{"$f":"+'%TDD'!I24","v":0},{"$f":"+'%TDD'!J24","v":0},{"$f":"+'%TDD'!K24","v":0},0,0,{"$f":"+AH66","v":1E-3},"Ave % Motor Loading:",null,{"$f":"+G9","v":100},"%","Ih @ PCC =",null,{"$f":"+U15*P27/100","v":4.425785647487814E-3},"Amps",null,23,1380,5.5981077206834979E-4,6.2048654665145041E-4,{"$f":"+HLOOKUP($U$17,$Q$53:$Y$60,7,1)*O60","v":0.6},1.3627207142965947,1.4927024313208487E-2,32,1.364059848250361,0,0,0,0,0,0,0,0,0,0,0,0,0,0,0,0,0,0,0,0,0,0,0,0,null,null,null,null,null,null,null,null,null,1.3613371739025562,1.3626971510992618,0,0,0,0,0,0,0,0,0,0,0,0,0,0,0,0,0,0,null,"%I13th",57.626071680473594,19.008833408591933,6.0811074483745449,6.4203508662030933,4.053836065316168,3.136813925533426,3.2687886565984781,3.1927019928471165,3.1590323561450395,3.1114405010378423,2.9413990501469054,2.6891381919916104,2.4129113867682368,1.9019132140355048,1.9731316672454773,1.9731316672454773,1.9731316672454773,1.9731316672454773,13,57.626071680473594,19.008833408591933,6.0811074483745449,6.4203508662030933,4.053836065316168,3.136813925533426,3.2687886565984781,3.1927019928471165,3.1590323561450395,3.1114405010378423,2.9413990501469054,2.6891381919916104,2.4129113867682368,1.9019132140355048,1.6258347310243095,1.6258347310243095,1.6258347310243095,13,null,null,null,null,null,null,null,null,null,null,null,null,null,null,null,null,null,null,23,6.2048654665145041E-4,2.0366688037040911E-4,23,23,5.5981077206834979E-4,23,6.2048654665145041E-4]
[4,{"$f":"+'%TDD'!B25","v":0},{"$f":"+'%TDD'!C25","v":0},{"$f":"+'%TDD'!D25","v":0},{"$f":"+'%TDD'!E25","v":0},{"$f":"+'%TDD'!F25","v":0},{"$f":"+'%TDD'!G25","v":0},{"$f":"+'%TDD'!H25","v":0},{"$f":"+'%TDD'!I25","v":0},{"$f":"+'%TDD'!J25","v":0},{"$f":"+'%TDD'!K25","v":0},0,0,{"$f":"+AI66","v":1E-3},{"$f":"+IF((P29<R30),\"Meets IEEE-519: %VThd at PCC\",IF((P29>R30),\"Results: Fail IEEE-519\"))","v":"Meets IEEE-519: %VThd at PCC"},null,null,null,"Irms @ PCC =",null,{"$f":"+U16","v":1.0953929148125201},"Amps",null,24,1440,2.4860050954702015E-6,2.6406432206681466E-6,{"$f":"0.25*HLOOKUP($U$17,$Q$53:$Y$60,7,1)","v":0.15},5.7994153705523306E-3,6.3525866548021245E-5,33,5.8051144062778639E-3,0,0,0,0,0,0,0,0,0,0,0,0,0,0,0,0,0,0,0,0,0,0,0,0,null,null,null,null,null,null,null,null,null,5.7935273515747161E-3,5.7993150911866782E-3,0,0,0,0,0,0,0,0,0,0,0,0,0,0,0,0,0,0,null,"%I14th",0.20927403927484672,5.5602611265487843E-2,4.0150680983375708E-2,1.1364022598705132E-2,1.5808693433503308E-2,1.1300571663228018E-2,1.3986444352451872E-2,1.3726550136797936E-2,1.2922710779955417E-2,6.7573395777536377E-3,6.0541163970223889E-3,8.8566143641728831E-4,4.5856434142929501E-3,2.3769049086772155E-3,2.1687917940923906E-3,2.1687917940923906E-3,2.1687917940923906E-3,2.1687917940923906E-3,14,0.20927403927484672,5.5602611265487843E-2,4.0150680983375708E-2,1.1364022598705132E-2,1.5808693433503308E-2,1.1300571663228018E-2,1.3986444352451872E-2,1.3726550136797936E-2,1.2922710779955417E-2,6.7573395777536377E-3,6.0541163970223889E-3,8.8566143641728831E-4,4.5856434142929501E-3,2.3769049086772155E-3,3.0252699649035552E-3,3.0252699649035552E-3,3.0252699649035552E-3,14,null,null,null,null,null,null,null,null,null,null,null,null,null,null,null,null,null,null,24,2.6406432206681466E-6,4.0164460524637303E-9,24,24,2.4860050954702015E-6,24,2.6406432206681466E-6]
[5,{"$f":"+'%TDD'!B26","v":0},{"$f":"+'%TDD'!C26","v":0},{"$f":"+'%TDD'!D26","v":0},{"$f":"+'%TDD'!E26","v":0},{"$f":"+'%TDD'!F26","v":0},{"$f":"+'%TDD'!G26","v":0},{"$f":"+'%TDD'!H26","v":0},{"$f":"+'%TDD'!I26","v":0},{"$f":"+'%TDD'!J26","v":0},{"$f":"+'%TDD'!K26","v":0},0,0,{"$f":"+AJ66","v":1E-3},"% Ithdf:",{"$f":"100*U24/U23","v":0.40403965668706371},"IEEE-519 Limits:",null,"K factor =",null,{"$f":"'%TDD'!U26","v":1.0000011000584135},null,null,25,1500,4.5501218652717204E-4,4.6398289929056919E-4,{"$f":"+HLOOKUP($U$17,$Q$53:$Y$60,7,1)*O60","v":0.6},1.0190053456514718,1.1162021249291984E-2,34,1.020006713461556,0,0,0,0,0,0,0,0,0,0,0,0,0,0,0,0,0,0,0,0,0,0,0,0,null,null,null,null,null,null,null,null,null,1.0179707719177209,1.0189877257358204,0,0,0,0,0,0,0,0,0,0,0,0,0,0,0,0,0,0,null,"%I15th",1.136851568371505,0.23095610968918576,0.45935010470309795,0.33979479464125767,0.19877874639876153,0.6117370588990978,0.7739736036483279,0.47689818111624066,0.32445444976062632,0.24590737646040681,0.17863761703347875,0.15238590146764369,0.13879587874692803,0.10849930149243135,0.10438708261063094,0.10438708261063094,0.10438708261063094,0.10438708261063094,15,1.136851568371505,0.23095610968918576,0.45935010470309795,0.33979479464125767,0.19877874639876153,0.6117370588990978,0.7739736036483279,0.47689818111624066,0.32445444976062632,0.24590737646040681,0.17863761703347875,0.15238590146764369,0.13879587874692803,0.10849930149243135,8.9789312020331039E-2,8.9789312020331039E-2,8.9789312020331039E-2,15,null,null,null,null,null,null,null,null,null,null,null,null,null,null,null,null,null,null,25,4.6398289929056919E-4,1.3455008177130153E-4,25,25,4.5501218652717204E-4,25,4.6398289929056919E-4]
[6,{"$f":"+'%TDD'!B27","v":0},{"$f":"+'%TDD'!C27","v":0},{"$f":"+'%TDD'!D27","v":0},{"$f":"+'%TDD'!E27","v":0},{"$f":"+'%TDD'!F27","v":0},{"$f":"+'%TDD'!G27","v":0},{"$f":"+'%TDD'!H27","v":0},{"$f":"+'%TDD'!I27","v":0},{"$f":"+'%TDD'!J27","v":0},{"$f":"+'%TDD'!K27","v":0},0,0,{"$f":"+AK66","v":1E-3},"TDD",{"$f":"(SQRT(SUMSQ(AA3:AA51)))/100","v":1.8397105779477342E-4},"% TDD Limit",null,"Disp PF =",null,{"$f":"HLOOKUP($U$22,$CI$3:$DA$750,6+52*($D22-1),1)+$AF74*(HLOOKUP($AF73+1,$CI$1:$DA$750,8+52*($D22-1),0)-HLOOKUP($AF73,$CI$1:$DA$750,8+52*($D22-1),0))","v":0.96799768036846789},null,null,26,1560,5.6877411285730007E-6,5.5768046045930568E-6,{"$f":"0.25*HLOOKUP($U$17,$Q$53:$Y$60,7,1)","v":0.15},1.2247851617857193E-2,1.3416100376715401E-4,35,1.225988747655523E-2,0,0,0,0,0,0,0,0,0,0,0,0,0,0,0,0,0,0,0,0,0,0,0,0,null,null,null,null,null,null,null,null,null,1.2235416643268696E-2,1.2247639836718513E-2,0,0,0,0,0,0,0,0,0,0,0,0,0,0,0,0,0,0,null,"%I16th",0.21260480542905863,5.5251059810874539E-2,2.9549060045343564E-2,1.9149260351853523E-2,8.8894084206710914E-3,9.8004503653837914E-3,9.3355107602731344E-3,1.1176506405604431E-2,1.0797812516310075E-2,4.9258459762198314E-3,1.5412362332936629E-3,1.7707278526791228E-3,3.8905467511792919E-3,3.1270051788819786E-3,2.7546885466757905E-3,2.7546885466757905E-3,2.7546885466757905E-3,2.7546885466757905E-3,16,0.21260480542905863,5.5251059810874539E-2,2.9549060045343564E-2,1.9149260351853523E-2,8.8894084206710914E-3,9.8004503653837914E-3,9.3355107602731344E-3,1.1176506405604431E-2,1.0797812516310075E-2,4.9258459762198314E-3,1.5412362332936629E-3,1.7707278526791228E-3,3.8905467511792919E-3,3.1270051788819786E-3,4.5851917761259072E-3,4.5851917761259072E-3,4.5851917761259072E-3,16,null,null,null,null,null,null,null,null,null,null,null,null,null,null,null,null,null,null,26,5.5768046045930568E-6,2.1024106728119779E-8,26,26,5.6877411285730007E-6,26,5.5768046045930568E-6]
[7,{"$f":"+'%TDD'!B28","v":0},{"$f":"+'%TDD'!C28","v":0},{"$f":"+'%TDD'!D28","v":0},{"$f":"+'%TDD'!E28","v":0},{"$f":"+'%TDD'!F28","v":0},{"$f":"+'%TDD'!G28","v":0},{"$f":"+'%TDD'!H28","v":0},{"$f":"+'%TDD'!I28","v":0},{"$f":"+'%TDD'!J28","v":0},{"$f":"+'%TDD'!K28","v":0},0,0,{"$f":"+AL66","v":1E-3},null,null," @ PCC",{"$f":"(+HLOOKUP(U17,Q53:Y54,2,1))/100","v":0.05},"Act PF =",null,{"$f":"+IF(U27=0,1,U27)*U23/U25","v":0.96798977927880125},null,null,27,1620,1.964688805255264E-4,1.8550215573744387E-4,{"$f":"0.25*HLOOKUP($U$17,$Q$53:$Y$60,7,1)","v":0.15},0.40740227412551389,4.462619220011641E-3,36,0.40780262484477681,0,0,0,0,0,0,0,0,0,0,0,0,0,0,0,0,0,0,0,0,0,0,0,0,null,null,null,null,null,null,null,null,null,0.40698864754967756,0.40739522961516167,0,0,0,0,0,0,0,0,0,0,0,0,0,0,0,0,0,0,null,"%I17th",38.305868434141544,5.2999903687276673,6.2578007441416821,3.651615692351549,3.9361368606820331,3.5365888642625669,2.7954962272937816,2.4617473384512585,2.1281057585635259,1.850567348179557,1.5324828885585096,1.4251739565426205,1.4117622874341469,1.3485789449567889,1.3516864824509252,1.3516864824509252,1.3516864824509252,1.3516864824509252,17,38.305868434141544,5.2999903687276673,6.2578007441416821,3.651615692351549,3.9361368606820331,3.5365888642625669,2.7954962272937816,2.4617473384512585,2.1281057585635259,1.850567348179557,1.5324828885585096,1.4251739565426205,1.4117622874341469,1.3485789449567889,1.2204653104265111,1.2204653104265111,1.2204653104265111,17,null,null,null,null,null,null,null,null,null,null,null,null,null,null,null,null,null,null,27,1.8550215573744387E-4,2.5085655291981144E-5,27,27,1.964688805255264E-4,27,1.8550215573744387E-4]
[8,{"$f":"+'%TDD'!B29","v":0},{"$f":"+'%TDD'!C29","v":0},{"$f":"+'%TDD'!D29","v":0},{"$f":"+'%TDD'!E29","v":0},{"$f":"+'%TDD'!F29","v":0},{"$f":"+'%TDD'!G29","v":0},{"$f":"+'%TDD'!H29","v":0},{"$f":"+'%TDD'!I29","v":0},{"$f":"+'%TDD'!J29","v":0},{"$f":"+'%TDD'!K29","v":0},0,0,{"$f":"+AM66","v":1E-3},"Vthdf:",{"$f":"(SQRT(SUMSQ(Z3:Z51)))/100","v":4.2548084987114683E-5}," @ T1 Pri",{"$f":"(+HLOOKUP(1/(1/M3+1/M4+1/M5)/I7*(K7/G6),Q53:Y54,2,1))/100","v":0.15},"Vrms @ PCC =",null,{"$f":"(HLOOKUP($U$22,$CI$3:$DA$750,9+52*($D22-1),1)+$AF74*(HLOOKUP($AF73+1,$CI$1:$DA$750,11+52*($D22-1),0)-HLOOKUP($AF73,$CI$1:$DA$750,11+52*($D22-1),0)))*U11","v":474.23777315372922},"Volts AC",null,28,1680,6.2711916938099935E-6,5.7096698848666369E-6,{"$f":"0.25*HLOOKUP($U$17,$Q$53:$Y$60,7,1)","v":0.15},1.2539652093817128E-2,1.3735733941653766E-4,37,1.2551974702339238E-2,0,0,0,0,0,0,0,0,0,0,0,0,0,0,0,0,0,0,0,0,0,0,0,0,null,null,null,null,null,null,null,null,null,1.2526920860618004E-2,1.2539435267072166E-2,0,0,0,0,0,0,0,0,0,0,0,0,0,0,0,0,0,0,null,"%I18th",6.8073317161051342E-3,4.4855023970696963E-3,3.7080452251308581E-3,4.1891794258732719E-3,2.5800652861531514E-3,5.1323452366736095E-3,3.2624660891922676E-3,9.7248963017647263E-4,5.3824967182370125E-4,3.4207800467921257E-3,2.3022193218101682E-3,7.1766985210155283E-4,1.6747979107749516E-3,1.0243399597807483E-3,2.7645882744071495E-3,2.7645882744071495E-3,2.7645882744071495E-3,2.7645882744071495E-3,18,6.8073317161051342E-3,4.4855023970696963E-3,3.7080452251308581E-3,4.1891794258732719E-3,2.5800652861531514E-3,5.1323452366736095E-3,3.2624660891922676E-3,9.7248963017647263E-4,5.3824967182370125E-4,3.4207800467921257E-3,2.3022193218101682E-3,7.1766985210155283E-4,1.6747979107749516E-3,1.0243399597807483E-3,2.1366711497373286E-3,2.1366711497373286E-3,2.1366711497373286E-3,18,null,null,null,null,null,null,null,null,null,null,null,null,null,null,null,null,null,null,28,5.7096698848666369E-6,2.5558658872215949E-8,28,28,6.2711916938099935E-6,28,5.7096698848666369E-6]
[9,{"$f":"+'%TDD'!B30","v":0},{"$f":"+'%TDD'!C30","v":0},{"$f":"+'%TDD'!D30","v":0},{"$f":"+'%TDD'!E30","v":0},{"$f":"+'%TDD'!F30","v":0},{"$f":"+'%TDD'!G30","v":0},{"$f":"+'%TDD'!H30","v":0},{"$f":"+'%TDD'!I30","v":0},{"$f":"+'%TDD'!J30","v":0},{"$f":"+'%TDD'!K30","v":0},0,0,{"$f":"+AN66","v":1E-3},"Vthdf:",{"$f":"(SQRT(SUMSQ(Z3:Z51)))/100","v":4.2548084987114683E-5},"Vthd Limit",{"$f":"(+IF(LEFT(D5,1)=\"S\",3,IF(LEFT(D5,1)=\"D\",10,5)))/100","v":0.05},"Vbus @ D1 =",null,{"$f":"(HLOOKUP($AF69,$CI$3:$DA$750,10+52*($D22-1),1)+$AF74*(HLOOKUP($AF73+1,$CI$1:$DA$750,12+52*($D22-1),0)-HLOOKUP($AF73,$CI$1:$DA$750,12+52*($D22-1),0)))*N22","v":627.35109261491664},"Volts DC",null,29,1740,3.9259862446052444E-4,3.4511968415045402E-4,{"$f":"+HLOOKUP($U$17,$Q$53:$Y$60,7,1)*O59","v":0.6},0.75795638929059206,8.3025328173223171E-3,38,0.75870122653106586,0,0,0,0,0,0,0,0,0,0,0,0,0,0,0,0,0,0,0,0,0,0,0,0,null,null,null,null,null,null,null,null,null,0.7571868528254152,0.75794328324781812,0,0,0,0,0,0,0,0,0,0,0,0,0,0,0,0,0,0,null,"%I19th",28.12675018493254,5.7694235730205383,4.4923444139523241,2.461818140179882,1.5612033953483941,1.435344927819425,1.8152549557696753,1.7533389509717254,1.6441205577377018,1.5015094716885002,1.1978760529333901,0.96493434637770215,0.86230538911097832,0.87143134542122158,0.89423887387252965,0.89423887387252965,0.89423887387252965,0.89423887387252965,19,28.12675018493254,5.7694235730205383,4.4923444139523241,2.461818140179882,1.5612033953483941,1.435344927819425,1.8152549557696753,1.7533389509717254,1.6441205577377018,1.5015094716885002,1.1978760529333901,0.96493434637770215,0.86230538911097832,0.87143134542122158,0.87082014366108595,0.87082014366108595,0.87082014366108595,19,null,null,null,null,null,null,null,null,null,null,null,null,null,null,null,null,null,null,29,3.4511968415045402E-4,1.0016948856239979E-4,29,29,3.9259862446052444E-4,29,3.4511968415045402E-4]
[10,{"$f":"+'%TDD'!B31","v":0},{"$f":"+'%TDD'!C31","v":0},{"$f":"+'%TDD'!D31","v":0},{"$f":"+'%TDD'!E31","v":0},{"$f":"+'%TDD'!F31","v":0},{"$f":"+'%TDD'!G31","v":0},{"$f":"+'%TDD'!H31","v":0},{"$f":"+'%TDD'!I31","v":0},{"$f":"+'%TDD'!J31","v":0},{"$f":"+'%TDD'!K31","v":0},0,0,{"$f":"+AO66","v":1E-3},null,null,null,null,null,null,null,null,null,30,1800,2.4641186830297266E-6,2.0939163180704474E-6,{"$f":"0.25*HLOOKUP($U$17,$Q$53:$Y$60,7,1)","v":0.15},4.5986865566017276E-3,5.0373275550193604E-5,39,4.6032056464240705E-3,0,0,0,0,0,0,0,0,0,0,0,0,0,0,0,0,0,0,0,0,0,0,0,0,null,null,null,null,null,null,null,null,null,4.594017611201668E-3,4.5986070393846867E-3,0,0,0,0,0,0,0,0,0,0,0,0,0,0,0,0,0,0,null,"%I20th",0.16228025606892954,3.4304595434386999E-2,3.603503131369204E-2,1.3414457398225953E-2,1.3820648138552563E-2,1.2553645285502412E-2,1.1519216055600136E-2,1.2482583619361326E-2,1.0659586926913772E-2,3.9990621565117561E-3,4.289924599988241E-3,2.3631359410929234E-3,2.0372139828744758E-3,2.6099379219788315E-3,3.3164014470484933E-3,3.3164014470484933E-3,3.3164014470484933E-3,3.3164014470484933E-3,20,0.16228025606892954,3.4304595434386999E-2,3.603503131369204E-2,1.3414457398225953E-2,1.3820648138552563E-2,1.2553645285502412E-2,1.1519216055600136E-2,1.2482583619361326E-2,1.0659586926913772E-2,3.9990621565117561E-3,4.289924599988241E-3,2.3631359410929234E-3,2.0372139828744758E-3,2.6099379219788315E-3,3.3165740806658942E-3,3.3165740806658942E-3,3.3165740806658942E-3,20,null,null,null,null,null,null,null,null,null,null,null,null,null,null,null,null,null,null,30,2.0939163180704474E-6,3.9460369923735292E-9,30,30,2.4641186830297266E-6,30,2.0939163180704474E-6]
[11,{"$f":"+'%TDD'!B32","v":0},{"$f":"+'%TDD'!C32","v":0},{"$f":"+'%TDD'!D32","v":0},{"$f":"+'%TDD'!E32","v":0},{"$f":"+'%TDD'!F32","v":0},{"$f":"+'%TDD'!G32","v":0},{"$f":"+'%TDD'!H32","v":0},{"$f":"+'%TDD'!I32","v":0},{"$f":"+'%TDD'!J32","v":0},{"$f":"+'%TDD'!K32","v":0},0,0,{"$f":"+AP66","v":1E-3},null,null,null,null,null,null,null,null,null,31,1860,3.1390214233472053E-4,2.5813776196109575E-4,{"$f":"+HLOOKUP($U$17,$Q$53:$Y$60,7,1)*O59","v":0.6},0.56692554780587434,6.2100115945221265E-3,40,0.56748266067746989,0,0,0,0,0,0,0,0,0,0,0,0,0,0,0,0,0,0,0,0,0,0,0,0,null,null,null,null,null,null,null,null,null,0.56634996075595812,0.56691574493253738,0,0,0,0,0,0,0,0,0,0,0,0,0,0,0,0,0,0,null,"%I21th",0.62329316321319206,0.38652912360520963,0.28848587809075404,0.2327624797312611,0.12695962714013889,0.43156831387325317,0.51232861946084751,0.33639919482821595,0.24976274080004948,0.20143664947276263,0.14886071320433725,0.11057082122039739,8.69095877563483E-2,6.469840401868561E-2,6.207334554446476E-2,6.207334554446476E-2,6.207334554446476E-2,6.207334554446476E-2,21,0.62329316321319206,0.38652912360520963,0.28848587809075404,0.2327624797312611,0.12695962714013889,0.43156831387325317,0.51232861946084751,0.33639919482821595,0.24976274080004948,0.20143664947276263,0.14886071320433725,0.11057082122039739,8.69095877563483E-2,6.469840401868561E-2,6.019464262471378E-2,6.019464262471378E-2,6.019464262471378E-2,21,null,null,null,null,null,null,null,null,null,null,null,null,null,null,null,null,null,null,31,2.5813776196109575E-4,6.4036335088422296E-5,31,31,3.1390214233472053E-4,31,2.5813776196109575E-4]
[12,{"$f":"+'%TDD'!B33","v":0},{"$f":"+'%TDD'!C33","v":0},{"$f":"+'%TDD'!D33","v":0},{"$f":"+'%TDD'!E33","v":0},{"$f":"+'%TDD'!F33","v":0},{"$f":"+'%TDD'!G33","v":0},{"$f":"+'%TDD'!H33","v":0},{"$f":"+'%TDD'!I33","v":0},{"$f":"+'%TDD'!J33","v":0},{"$f":"+'%TDD'!K33","v":0},0,0,{"$f":"+AQ66","v":1E-3},null,null,null,null,null,null,null,null,null,32,1920,5.0841292046635061E-6,4.0502847344595923E-6,{"$f":"0.25*HLOOKUP($U$17,$Q$53:$Y$60,7,1)","v":0.15},8.8952886025227863E-3,9.7437565782803917E-5,41,8.9040299263107182E-3,0,0,0,0,0,0,0,0,0,0,0,0,0,0,0,0,0,0,0,0,0,0,0,0,null,null,null,null,null,null,null,null,null,8.8862574114877448E-3,8.8951347915191999E-3,0,0,0,0,0,0,0,0,0,0,0,0,0,0,0,0,0,0,null,"%I22th",0.10196628651957353,3.8702088424270906E-2,3.2940823141321553E-2,1.4397088226243407E-2,8.0433131135157904E-3,9.1411482785596215E-3,1.3328297513609087E-2,9.9334339431091864E-3,8.7776949548354632E-3,2.8422690440152187E-3,1.7693174251628295E-3,2.3683965026528521E-3,2.2687748359132434E-3,3.2956893394252857E-3,3.1845733198832878E-3,3.1845733198832878E-3,3.1845733198832878E-3,3.1845733198832878E-3,22,0.10196628651957353,3.8702088424270906E-2,3.2940823141321553E-2,1.4397088226243407E-2,8.0433131135157904E-3,9.1411482785596215E-3,1.3328297513609087E-2,9.9334339431091864E-3,8.7776949548354632E-3,2.8422690440152187E-3,1.7693174251628295E-3,2.3683965026528521E-3,2.2687748359132434E-3,3.2956893394252857E-3,5.4476006918078622E-3,5.4476006918078622E-3,5.4476006918078622E-3,22,null,null,null,null,null,null,null,null,null,null,null,null,null,null,null,null,null,null,32,4.0502847344595923E-6,1.6798521784521125E-8,32,32,5.0841292046635061E-6,32,4.0502847344595923E-6]
[13,{"$f":"+'%TDD'!B34","v":0},{"$f":"+'%TDD'!C34","v":0},{"$f":"+'%TDD'!D34","v":0},{"$f":"+'%TDD'!E34","v":0},{"$f":"+'%TDD'!F34","v":0},{"$f":"+'%TDD'!G34","v":0},{"$f":"+'%TDD'!H34","v":0},{"$f":"+'%TDD'!I34","v":0},{"$f":"+'%TDD'!J34","v":0},{"$f":"+'%TDD'!K34","v":0},0,0,{"$f":"+AR66","v":1E-3},null,null,null,null,null,null,null,null,null,{"$f":"+X33+1","v":33},1980,2.0102293037680446E-4,1.5529254743702192E-4,{"$f":"0.25*HLOOKUP($U$17,$Q$53:$Y$60,7,1)","v":0.15},0.34105553506414882,3.7358676731385188E-3,42,0.34139068741219253,0,0,0,0,0,0,0,0,0,0,0,0,0,0,{"$f":"(HLOOKUP(AU$69,$CI$3:$DA$750,$AE34+52*(AU$75-1),1)-AU$74*(HLOOKUP(AU$73,$CI$1:$DA$750,$AE34+2+52*(AU$75-1),0)-HLOOKUP(AU$73+1,$CI$1:$DA$750,$AE34+2+52*(AU$75-1),0)))*AU$65","v":0},0,0,0,0,0,0,0,0,0,null,null,null,null,null,null,null,null,null,0.34070926887444369,0.34104963777441816,0,0,0,0,0,0,0,0,0,0,0,0,0,0,0,0,0,0,null,"%I23th",14.111336248333169,4.5502762773923147,2.8173069900787024,2.0670952688936821,2.2928087910650583,1.9472020944612196,1.3645089433593613,1.1709027163413299,1.0449622436221531,0.98668776275695924,0.97151910927620677,0.91499109629030073,0.81941237005377587,0.64151011524075341,0.64347399672352978,0.64347399672352978,0.64347399672352978,0.64347399672352978,23,14.111336248333169,4.5502762773923147,2.8173069900787024,2.0670952688936821,2.2928087910650583,1.9472020944612196,1.3645089433593613,1.1709027163413299,1.0449622436221531,0.98668776275695924,0.97151910927620677,0.91499109629030073,0.81941237005377587,0.64151011524075341,0.59642658324453401,0.59642658324453401,0.59642658324453401,23,null,null,null,null,null,null,null,null,null,null,null,null,null,null,null,null,null,null,33,1.5529254743702192E-4,2.6262079290243391E-5,33,33,2.0102293037680446E-4,33,1.5529254743702192E-4]
[14,{"$f":"+'%TDD'!B35","v":0},{"$f":"+'%TDD'!C35","v":0},{"$f":"+'%TDD'!D35","v":0},{"$f":"+'%TDD'!E35","v":0},{"$f":"+'%TDD'!F35","v":0},{"$f":"+'%TDD'!G35","v":0},{"$f":"+'%TDD'!H35","v":0},{"$f":"+'%TDD'!I35","v":0},{"$f":"+'%TDD'!J35","v":0},{"$f":"+'%TDD'!K35","v":0},0,0,{"$f":"+AS66","v":1E-3},null,null,null,null,null,null,null,null,null,34,2040,1.3256021357046488E-4,9.9392412613547224E-5,{"$f":"0.25*HLOOKUP($U$17,$Q$53:$Y$60,7,1)","v":0.15},0.21828692377512379,2.3910799801180531E-3,48,{"$f":"(HLOOKUP(AF$69,$CI$3:$DA$750,$AE35+52*(AF$75-1),1)-AF$74*(HLOOKUP(AF$73,$CI$1:$DA$750,$AE35+2+52*(AF$75-1),0)-HLOOKUP(AF$73+1,$CI$1:$DA$750,$AE35+2+52*(AF$75-1),0)))*AF$65","v":0.21850143246221113},0,0,0,0,0,0,0,0,0,0,0,0,0,0,0,0,0,0,0,0,0,0,0,0,null,null,null,null,null,null,null,null,null,0.21806530185849418,0.21828314931289824,0,0,0,0,0,0,0,0,0,0,0,0,0,0,0,0,0,0,null,"%I24th",3.6824454901743818E-2,9.8382681602157043E-3,2.4869442257516557E-3,3.7823320015961076E-3,3.0035667733548503E-3,5.3235417328994826E-3,5.8116700278296428E-3,2.9855222275943743E-3,2.3272957918215429E-3,3.1075268606800422E-3,1.6642059470906843E-3,5.0465814106315395E-4,2.4652728971896356E-3,5.6815989694872823E-4,2.910084521893625E-3,2.910084521893625E-3,2.910084521893625E-3,2.910084521893625E-3,24,3.6824454901743818E-2,9.8382681602157043E-3,2.4869442257516557E-3,3.7823320015961076E-3,3.0035667733548503E-3,5.3235417328994826E-3,5.8116700278296428E-3,2.9855222275943743E-3,2.3272957918215429E-3,3.1075268606800422E-3,1.6642059470906843E-3,5.0465814106315395E-4,2.4652728971896356E-3,5.6815989694872823E-4,9.2243194123282262E-4,9.2243194123282262E-4,9.2243194123282262E-4,24,null,null,null,null,null,null,null,null,null,null,null,null,null,null,null,null,null,null,34,9.9392412613547224E-5,1.1419952548023715E-5,34,34,1.3256021357046488E-4,34,9.9392412613547224E-5]
[15,{"$f":"+'%TDD'!B36","v":0},{"$f":"+'%TDD'!C36","v":0},{"$f":"+'%TDD'!D36","v":0},{"$f":"+'%TDD'!E36","v":0},{"$f":"+'%TDD'!F36","v":0},{"$f":"+'%TDD'!G36","v":0},{"$f":"+'%TDD'!H36","v":0},{"$f":"+'%TDD'!I36","v":0},{"$f":"+'%TDD'!J36","v":0},{"$f":"+'%TDD'!K36","v":0},0,0,{"$f":"+AT66","v":1E-3},null,null,null,null,null,null,null,null,null,35,2100,3.2262534263367848E-4,2.3499000418035777E-4,{"$f":"+HLOOKUP($U$17,$Q$53:$Y$60,8,1)*O62","v":0.3},0.51608813773217754,5.6531467518369368E-3,43,0.51659529311707963,0,0,0,0,0,0,0,0,0,0,0,0,0,0,0,0,0,0,0,0,0,0,0,0,null,null,null,null,null,null,null,null,null,0.51556416478750478,0.51607921390317657,0,0,0,0,0,0,0,0,0,0,0,0,0,0,0,0,0,0,null,"%I25th",9.1460847189836905,3.3287755929835949,2.4769082641614584,1.4065816239828657,0.9812541545579192,0.87516515937476913,1.0203047520164361,0.89181945133108653,0.77335390981045959,0.680943962179267,0.60410783726699213,0.59625159344747769,0.57911197721694829,0.47588131924725879,0.48332856078705327,0.48332856078705327,0.48332856078705327,0.48332856078705327,25,9.1460847189836905,3.3287755929835949,2.4769082641614584,1.4065816239828657,0.9812541545579192,0.87516515937476913,1.0203047520164361,0.89181945133108653,0.77335390981045959,0.680943962179267,0.60410783726699213,0.59625159344747769,0.57911197721694829,0.47588131924725879,0.42406033616224942,0.42406033616224942,0.42406033616224942,25,null,null,null,null,null,null,null,null,null,null,null,null,null,null,null,null,null,null,35,2.3499000418035777E-4,6.76448700292386E-5,35,35,3.2262534263367848E-4,35,2.3499000418035777E-4]
[16,{"$f":"+'%TDD'!B37","v":0},{"$f":"+'%TDD'!C37","v":0},{"$f":"+'%TDD'!D37","v":0},{"$f":"+'%TDD'!E37","v":0},{"$f":"+'%TDD'!F37","v":0},{"$f":"+'%TDD'!G37","v":0},{"$f":"+'%TDD'!H37","v":0},{"$f":"+'%TDD'!I37","v":0},{"$f":"+'%TDD'!J37","v":0},{"$f":"+'%TDD'!K37","v":0},0,0,{"$f":"+AU66","v":1E-3},null,null,null,null,null,null,null,null,null,36,2160,1.4035787319225694E-4,9.9392412613547224E-5,{"$f":"0.25*HLOOKUP($U$17,$Q$53:$Y$60,8,1)","v":7.4999999999999997E-2},0.21828692377512379,2.3910799801180531E-3,48,0.21850143246221113,0,0,0,0,0,0,0,0,0,0,0,0,0,0,0,0,0,0,0,0,0,0,0,0,null,null,null,null,null,null,null,null,null,0.21806530185849418,0.21828314931289824,0,0,0,0,0,0,0,0,0,0,0,0,0,0,0,0,0,0,null,"%I26th",5.0821504219815294E-2,5.5062549483802257E-2,2.6569838221547654E-2,1.7180710354120391E-2,1.4413765296386657E-2,1.340051166752103E-2,1.2261667576280695E-2,1.1494261330574136E-2,1.1502164549246671E-2,6.3586835670058186E-3,5.7283366829020497E-3,1.4156391535011382E-3,2.35923526977449E-3,3.048115692564884E-3,2.505817916151253E-3,2.505817916151253E-3,2.505817916151253E-3,2.505817916151253E-3,26,5.0821504219815294E-2,5.5062549483802257E-2,2.6569838221547654E-2,1.7180710354120391E-2,1.4413765296386657E-2,1.340051166752103E-2,1.2261667576280695E-2,1.1494261330574136E-2,1.1502164549246671E-2,6.3586835670058186E-3,5.7283366829020497E-3,1.4156391535011382E-3,2.35923526977449E-3,3.048115692564884E-3,9.2007957340783833E-4,9.2007957340783833E-4,9.2007957340783833E-4,26,null,null,null,null,null,null,null,null,null,null,null,null,null,null,null,null,null,null,36,9.9392412613547224E-5,1.2802991783943541E-5,36,36,1.4035787319225694E-4,36,9.9392412613547224E-5]
[17,{"$f":"+'%TDD'!B38","v":0},{"$f":"+'%TDD'!C38","v":0},{"$f":"+'%TDD'!D38","v":0},{"$f":"+'%TDD'!E38","v":0},{"$f":"+'%TDD'!F38","v":0},{"$f":"+'%TDD'!G38","v":0},{"$f":"+'%TDD'!H38","v":0},{"$f":"+'%TDD'!I38","v":0},{"$f":"+'%TDD'!J38","v":0},{"$f":"+'%TDD'!K38","v":0},0,0,{"$f":"+AV66","v":1E-3},null,null,null,null,null,null,null,null,null,37,2220,2.2570966963628722E-4,1.5551324928635702E-4,{"$f":"+HLOOKUP($U$17,$Q$53:$Y$60,8,1)*O62","v":0.3},0.34154024336829425,3.7411770902222152E-3,44,0.34187587203502967,0,0,0,0,0,0,0,0,0,0,0,0,0,0,0,0,0,0,0,0,0,0,0,0,null,null,null,null,null,null,null,null,null,0.34119348506489994,0.34153433769733238,0,0,0,0,0,0,0,0,0,0,0,0,0,0,0,0,0,0,null,"%I27th",0.21238680360962095,0.25707405179893289,0.16073741316951387,0.17380962651022741,9.1193806224074303E-2,0.33088372878460953,0.40809218499146371,0.28326195110267732,0.20563582476045428,0.15760505021576746,9.9377043514666238E-2,7.5391622206023953E-2,6.8011485955306775E-2,5.56664765461901E-2,5.3354821022066533E-2,5.3354821022066533E-2,5.3354821022066533E-2,5.3354821022066533E-2,27,0.21238680360962095,0.25707405179893289,0.16073741316951387,0.17380962651022741,9.1193806224074303E-2,0.33088372878460953,0.40809218499146371,0.28326195110267732,0.20563582476045428,0.15760505021576746,9.9377043514666238E-2,7.5391622206023953E-2,6.8011485955306775E-2,5.56664765461901E-2,4.4916479424946781E-2,4.4916479424946781E-2,4.4916479424946781E-2,27,null,null,0.1,0.5,1,2,3,4,5,6,7,8,10,12,14,18,21,null,37,1.5551324928635702E-4,3.3108403493229248E-5,37,37,2.2570966963628722E-4,37,1.5551324928635702E-4]
[18,{"$f":"+'%TDD'!B39","v":0},{"$f":"+'%TDD'!C39","v":0},{"$f":"+'%TDD'!D39","v":0},{"$f":"+'%TDD'!E39","v":0},{"$f":"+'%TDD'!F39","v":0},{"$f":"+'%TDD'!G39","v":0},{"$f":"+'%TDD'!H39","v":0},{"$f":"+'%TDD'!I39","v":0},{"$f":"+'%TDD'!J39","v":0},{"$f":"+'%TDD'!K39","v":0},0,0,{"$f":"+AW66","v":1E-3},null,null,null,null,null,null,null,null,null,38,2280,1.4815553281404901E-4,9.9392412613547224E-5,{"$f":"0.25*HLOOKUP($U$17,$Q$53:$Y$60,8,1)","v":7.4999999999999997E-2},0.21828692377512379,2.3910799801180531E-3,48,0.21850143246221113,0,0,0,0,0,0,0,0,0,0,0,0,0,0,0,0,0,0,0,0,0,0,0,0,null,null,null,null,null,null,null,null,null,0.21806530185849418,0.21828314931289824,0,0,0,0,0,0,0,0,0,0,0,0,0,0,0,0,0,0,null,"%I28th",1.9392625777396737E-2,4.7102518518670457E-2,2.8971418661601897E-2,1.1872541264805246E-2,6.9611130983163278E-3,8.5362681900183323E-3,1.2556658041302614E-2,1.0537656791068419E-2,9.2930775732190107E-3,3.3090135809581808E-3,8.4429509332862738E-4,1.7536756837702497E-3,1.2486380283558422E-3,3.2293207653354824E-3,2.7333925969108054E-3,2.7333925969108054E-3,2.7333925969108054E-3,2.7333925969108054E-3,28,1.9392625777396737E-2,4.7102518518670457E-2,2.8971418661601897E-2,1.1872541264805246E-2,6.9611130983163278E-3,8.5362681900183323E-3,1.2556658041302614E-2,1.0537656791068419E-2,9.2930775732190107E-3,3.3090135809581808E-3,8.4429509332862738E-4,1.7536756837702497E-3,1.2486380283558422E-3,3.2293207653354824E-3,3.1551110313279424E-3,3.1551110313279424E-3,3.1551110313279424E-3,28,"6 pulse",1,163.93707416645231,113.48783509882536,92.200809468905419,70.913545845876783,54.749796178477268,45.405731691457369,40.44752986749441,36.564906783409683,33.720921665220359,31.536717657247557,28.353061221821324,26.00362827976814,24.159954485600757,21.249505248051026,21.247075850879671,null,38,9.9392412613547224E-5,1.4265061833344502E-5,38,38,1.4815553281404901E-4,38,9.9392412613547224E-5]
[19,{"$f":"+'%TDD'!B40","v":0},{"$f":"+'%TDD'!C40","v":0},{"$f":"+'%TDD'!D40","v":0},{"$f":"+'%TDD'!E40","v":0},{"$f":"+'%TDD'!F40","v":0},{"$f":"+'%TDD'!G40","v":0},{"$f":"+'%TDD'!H40","v":0},{"$f":"+'%TDD'!I40","v":0},{"$f":"+'%TDD'!J40","v":0},{"$f":"+'%TDD'!K40","v":0},0,0,{"$f":"+AX66","v":1E-3},null,null,null,null,null,null,null,null,null,39,2340,1.9219209581443328E-4,1.2562899056943428E-4,{"$f":"0.25*HLOOKUP($U$17,$Q$53:$Y$60,8,1)","v":7.4999999999999997E-2},0.27590804134115626,3.022252467509486E-3,45,0.27617917380608525,0,0,0,0,0,0,0,0,0,0,0,0,0,0,0,0,0,0,0,0,0,0,0,0,null,null,null,null,null,null,null,null,null,0.27562791797014502,0.27590327053554975,0,0,0,0,0,0,0,0,0,0,0,0,0,0,0,0,0,0,null,"%I29th",6.5146861253923207,2.6788137999966111,1.6106667515221753,1.3975423047728013,1.3999934630363924,1.0907850218496227,0.75870567381450926,0.75678843679568575,0.75575983296320848,0.72478506133268517,0.61840577400138186,0.50578743449988961,0.46727025134098182,0.45386743782930422,0.4514293951690499,0.4514293951690499,0.4514293951690499,0.4514293951690499,29,6.5146861253923207,2.6788137999966111,1.6106667515221753,1.3975423047728013,1.3999934630363924,1.0907850218496227,0.75870567381450926,0.75678843679568575,0.75575983296320848,0.72478506133268517,0.61840577400138186,0.50578743449988961,0.46727025134098182,0.45386743782930422,0.39708798811630447,0.39708798811630447,0.39708798811630447,29,"12 pulse",2,73.159242958971589,24.526280095027175,14.15019803119502,11.58489278244023,11.806750581029306,11.010636221034906,8.954619068906883,7.6499282150485701,6.7897784824199254,6.1977575934197926,5.4029854958077834,4.8653066911101757,4.4669270506652614,3.893930633341419,3.555648063517951,null,39,1.2562899056943428E-4,2.4005400415943906E-5,39,39,1.9219209581443328E-4,39,1.2562899056943428E-4]
[20,{"$f":"+'%TDD'!B41","v":0},{"$f":"+'%TDD'!C41","v":0},{"$f":"+'%TDD'!D41","v":0},{"$f":"+'%TDD'!E41","v":0},{"$f":"+'%TDD'!F41","v":0},{"$f":"+'%TDD'!G41","v":0},{"$f":"+'%TDD'!H41","v":0},{"$f":"+'%TDD'!I41","v":0},{"$f":"+'%TDD'!J41","v":0},{"$f":"+'%TDD'!K41","v":0},0,0,{"$f":"+AY66","v":1E-3},null,null,null,null,null,null,null,null,null,40,2400,1.5595319243584104E-4,9.9392412613547224E-5,{"$f":"0.25*HLOOKUP($U$17,$Q$53:$Y$60,8,1)","v":7.4999999999999997E-2},0.21828692377512379,2.3910799801180531E-3,48,0.21850143246221113,0,0,0,0,0,0,0,0,0,0,0,0,0,0,0,0,0,0,0,0,0,0,0,0,null,null,null,null,null,null,null,null,null,0.21806530185849418,0.21828314931289824,0,0,0,0,0,0,0,0,0,0,0,0,0,0,0,0,0,0,null,"%I30th",3.4884370898550648E-2,4.1765772225850796E-3,3.1945642193693534E-3,3.60287707209932E-3,3.2920300374340902E-3,5.0314868423076246E-3,4.6053075814346854E-3,3.6991571943863818E-3,1.9564019833816105E-3,2.8717553777810353E-3,2.6821760992090326E-3,5.3985110846739104E-4,8.6189772740157076E-4,7.0587971191137216E-4,2.5967183728580682E-3,2.5967183728580682E-3,2.5967183728580682E-3,2.5967183728580682E-3,30,3.4884370898550648E-2,4.1765772225850796E-3,3.1945642193693534E-3,3.60287707209932E-3,3.2920300374340902E-3,5.0314868423076246E-3,4.6053075814346854E-3,3.6991571943863818E-3,1.9564019833816105E-3,2.8717553777810353E-3,2.6821760992090326E-3,5.3985110846739104E-4,8.6189772740157076E-4,7.0587971191137216E-4,5.2169808732023418E-4,5.2169808732023418E-4,5.2169808732023418E-4,30,"18 pulse ",3,23.829201564158044,11.473866589603713,7.6752727392239972,7.4410236495083586,9.0312752317593894,9.1683594499946981,6.9304133259978844,5.420633588679058,4.5033056010786447,3.9273547902845389,3.2286271087279332,2.8439819750662467,2.6136430490838563,2.2134463567239444,2.0188769165778724,null,40,9.9392412613547224E-5,1.5806162696226595E-5,40,40,1.5595319243584104E-4,40,9.9392412613547224E-5]
[21,{"$f":"+'%TDD'!B42","v":0},{"$f":"+'%TDD'!C42","v":0},{"$f":"+'%TDD'!D42","v":0},{"$f":"+'%TDD'!E42","v":0},{"$f":"+'%TDD'!F42","v":0},{"$f":"+'%TDD'!G42","v":0},{"$f":"+'%TDD'!H42","v":0},{"$f":"+'%TDD'!I42","v":0},{"$f":"+'%TDD'!J42","v":0},{"$f":"+'%TDD'!K42","v":0},0,0,{"$f":"+AZ66","v":1E-3},null,null,null,null,null,null,null,null,null,41,2460,2.9230517941492516E-4,1.8174882365041978E-4,{"$f":"+HLOOKUP($U$17,$Q$53:$Y$60,8,1)*O59","v":0.3},0.3991591568327631,4.3723254342383517E-3,46,0.39955140711138853,0,0,0,0,0,0,0,0,0,0,0,0,0,0,0,0,0,0,0,0,0,0,0,0,null,null,null,null,null,null,null,null,null,0.39875389931276312,0.39915225485653205,0,0,0,0,0,0,0,0,0,0,0,0,0,0,0,0,0,0,null,"%I31th",6.3339107327432735,2.4858685050570775,1.4322222537619056,0.82280279165842463,0.68512353629472578,0.58112005814292844,0.56772740214173922,0.46221863452787271,0.42486576546865334,0.43056874893088998,0.43268010175951643,0.37617527613812002,0.31678577460681751,0.30877008317967913,0.3120658886678041,0.3120658886678041,0.3120658886678041,0.3120658886678041,31,6.3339107327432735,2.4858685050570775,1.4322222537619056,0.82280279165842463,0.68512353629472578,0.58112005814292844,0.56772740214173922,0.46221863452787271,0.42486576546865334,0.43056874893088998,0.43268010175951643,0.37617527613812002,0.31678577460681751,0.30877008317967913,0.29704390170309625,0.29704390170309625,0.29704390170309625,31,"trap w5%",4,18.850793810332686,18.101494944637825,16.417801244730661,14.493669828622048,13.036768413706668,11.718334502363366,10.584961274975621,9.7191328726753063,9.0319789118380367,8.4003405263588338,7.4299598732034262,6.5781431664400278,5.9043965081730594,4.9231884259033176,4.3706947224619013,null,41,1.8174882365041978E-4,5.5527859264061439E-5,41,41,2.9230517941492516E-4,41,1.8174882365041978E-4]
[22,{"$f":"+'%TDD'!B43","v":0},{"$f":"+'%TDD'!C43","v":0},{"$f":"+'%TDD'!D43","v":0},{"$f":"+'%TDD'!E43","v":0},{"$f":"+'%TDD'!F43","v":0},{"$f":"+'%TDD'!G43","v":0},{"$f":"+'%TDD'!H43","v":0},{"$f":"+'%TDD'!I43","v":0},{"$f":"+'%TDD'!J43","v":0},{"$f":"+'%TDD'!K43","v":0},0,0,{"$f":"+BA66","v":1E-3},null,null,null,null,null,null,null,null,null,42,2520,1.637508520576331E-4,9.9392412613547224E-5,{"$f":"0.25*HLOOKUP($U$17,$Q$53:$Y$60,8,1)","v":7.4999999999999997E-2},0.21828692377512379,2.3910799801180531E-3,48,0.21850143246221113,0,0,0,0,0,0,0,0,0,0,0,0,0,0,0,0,0,0,0,0,0,0,0,0,null,null,null,null,null,null,null,null,null,0.21806530185849418,0.21828314931289824,0,0,0,0,0,0,0,0,0,0,0,0,0,0,0,0,0,0,null,"%I32th",4.6506205535545839E-2,3.3260518350729629E-2,2.9586195514357663E-2,1.9535797704362808E-2,1.4563606306652922E-2,1.305927336868163E-2,8.8970610246392086E-3,1.1901375104307985E-2,1.1921658515740853E-2,5.9187663071225798E-3,4.587462629749072E-3,1.2699646308248702E-3,2.2444292602197963E-3,2.8384966763810126E-3,2.9287371239286731E-3,2.9287371239286731E-3,2.9287371239286731E-3,2.9287371239286731E-3,32,4.6506205535545839E-2,3.3260518350729629E-2,2.9586195514357663E-2,1.9535797704362808E-2,1.4563606306652922E-2,1.305927336868163E-2,8.8970610246392086E-3,1.1901375104307985E-2,1.1921658515740853E-2,5.9187663071225798E-3,4.587462629749072E-3,1.2699646308248702E-3,2.2444292602197963E-3,2.8384966763810126E-3,2.2743716343904177E-3,2.2743716343904177E-3,2.2743716343904177E-3,32,"Mirus",5,7.3299577931936293,7.2709073539689681,7.2099323852585471,7.0632411115577813,6.844523358130937,6.7222694270610726,6.569876806303145,6.408136917232655,6.2894753358288957,6.1390782084935189,5.8611005792427759,5.558987655140097,5.2732372647169967,4.746281439190053,4.3937455547630435,null,42,9.9392412613547224E-5,1.7426294372589824E-5,42,42,1.637508520576331E-4,42,9.9392412613547224E-5]
[23,{"$f":"+'%TDD'!B44","v":0},{"$f":"+'%TDD'!C44","v":0},{"$f":"+'%TDD'!D44","v":0},{"$f":"+'%TDD'!E44","v":0},{"$f":"+'%TDD'!F44","v":0},{"$f":"+'%TDD'!G44","v":0},{"$f":"+'%TDD'!H44","v":0},{"$f":"+'%TDD'!I44","v":0},{"$f":"+'%TDD'!J44","v":0},{"$f":"+'%TDD'!K44","v":0},0,0,{"$f":"+BB66","v":1E-3},null,null,null,null,null,null,null,null,null,43,2580,1.9594000359995142E-4,1.1616454900629371E-4,{"$f":"+HLOOKUP($U$17,$Q$53:$Y$60,8,1)*O59","v":0.3},0.25512211030535215,2.7945667101206152E-3,47,0.25537281661419603,0,0,0,0,0,0,0,0,0,0,0,0,0,0,0,0,0,0,0,0,0,0,0,0,null,null,null,null,null,null,null,null,null,0.25486309043332944,0.2551176989152808,0,0,0,0,0,0,0,0,0,0,0,0,0,0,0,0,0,0,null,"%I33rd",0.30274927892914244,1.7216657169820748E-2,0.12233571605865014,0.13605621192601108,7.0763148414675126E-2,0.26563628264177047,0.34165566585023771,0.22742267911109676,0.15381673439332844,0.11558930646976719,8.4151409301761251E-2,6.7503639523961864E-2,5.6413371607669127E-2,4.1647697018963321E-2,3.9799798597555773E-2,3.9799798597555773E-2,3.9799798597555773E-2,3.9799798597555773E-2,33,0.30274927892914244,1.7216657169820748E-2,0.12233571605865014,0.13605621192601108,7.0763148414675126E-2,0.26563628264177047,0.34165566585023771,0.22742267911109676,0.15381673439332844,0.11558930646976719,8.4151409301761251E-2,6.7503639523961864E-2,5.6413371607669127E-2,4.1647697018963321E-2,4.0145089862002374E-2,4.0145089862002374E-2,4.0145089862002374E-2,33,-37,6,4.3828757682599218,4.3828757682599218,4.3828757682599218,4.3828757682599218,4.3828757682599218,4.3828757682599218,4.3828757682599218,4.3828757682599218,4.3828757682599218,4.3828757682599218,4.3828757682599218,4.3828757682599218,4.3828757682599218,4.3828757682599218,4.3828757682599218,null,43,1.1616454900629371E-4,2.4950780322350047E-5,43,43,1.9594000359995142E-4,43,1.1616454900629371E-4]
[24,{"$f":"+'%TDD'!B45","v":0},{"$f":"+'%TDD'!C45","v":0},{"$f":"+'%TDD'!D45","v":0},{"$f":"+'%TDD'!E45","v":0},{"$f":"+'%TDD'!F45","v":0},{"$f":"+'%TDD'!G45","v":0},{"$f":"+'%TDD'!H45","v":0},{"$f":"+'%TDD'!I45","v":0},{"$f":"+'%TDD'!J45","v":0},{"$f":"+'%TDD'!K45","v":0},0,0,{"$f":"+BC66","v":1E-3},null,null,null,null,null,null,null,null,null,44,2640,1.7154851167942517E-4,9.9392412613547224E-5,{"$f":"0.25*HLOOKUP($U$17,$Q$53:$Y$60,8,1)","v":7.4999999999999997E-2},0.21828692377512379,2.3910799801180531E-3,48,0.21850143246221113,0,0,0,0,0,0,0,0,0,0,0,0,0,0,0,0,0,0,0,0,0,0,0,0,null,null,null,null,null,null,null,null,null,0.21806530185849418,0.21828314931289824,0,0,0,0,0,0,0,0,0,0,0,0,0,0,0,0,0,0,null,"%I35th",5.9029852258662023,1.4733260588243429,1.2803616292235322,1.0290257258239199,0.95078684693100002,0.68755518357204037,0.51648077967213191,0.5658478637815777,0.55172205299175037,0.48796466250698262,0.39029335703643686,0.36343466624775511,0.35166631128246867,0.28545240285608292,0.28281840150514814,0.28281840150514814,0.28281840150514814,0.28281840150514814,35,5.9029852258662023,1.4733260588243429,1.2803616292235322,1.0290257258239199,0.95078684693100002,0.68755518357204037,0.51648077967213191,0.5658478637815777,0.55172205299175037,0.48796466250698262,0.39029335703643686,0.36343466624775511,0.35166631128246867,0.28545240285608292,0.27282741811687766,0.27282741811687766,0.27282741811687766,35,"trap w10%",7,10.507867381761388,10.207662904004655,9.7191359050934114,9.0318993412244009,8.4009851749219067,7.880581120429647,7.4299706597989283,7.0635671387905683,6.578149664744342,6.2273431408432192,5.6337909318419266,5.1398790797494485,4.7263311800788692,4.0642203223144673,3.6725527135420637,null,44,9.9392412613547224E-5,1.9125456862434183E-5,44,44,1.7154851167942517E-4,44,9.9392412613547224E-5]
[25,{"$f":"+'%TDD'!B46","v":0},{"$f":"+'%TDD'!C46","v":0},{"$f":"+'%TDD'!D46","v":0},{"$f":"+'%TDD'!E46","v":0},{"$f":"+'%TDD'!F46","v":0},{"$f":"+'%TDD'!G46","v":0},{"$f":"+'%TDD'!H46","v":0},{"$f":"+'%TDD'!I46","v":0},{"$f":"+'%TDD'!J46","v":0},{"$f":"+'%TDD'!K46","v":0},0,0,{"$f":"+BD66","v":1E-3},null,null,null,null,null,null,null,null,null,45,2700,1.7544734149032117E-4,9.9392412613547224E-5,{"$f":"0.25*HLOOKUP($U$17,$Q$53:$Y$60,8,1)","v":7.4999999999999997E-2},0.21828692377512379,2.3910799801180531E-3,48,0.21850143246221113,0,0,0,0,0,0,0,0,0,0,0,0,0,0,0,0,0,0,0,0,0,0,0,0,null,null,null,null,null,null,null,null,null,0.21806530185849418,0.21828314931289824,0,0,0,0,0,0,0,0,0,0,0,0,0,0,0,0,0,0,null,"%I37th",4.7242605294817244,1.4147795985274163,0.86563302172429457,0.58792408051231626,0.44571284137714501,0.35071388358174704,0.34192356461046053,0.32136315457507253,0.32334277343163409,0.31458122808120276,0.26038899134139826,0.23293659142238254,0.23495243567481122,0.1983093021126322,0.19995839901366486,0.19995839901366486,0.19995839901366486,0.19995839901366486,37,4.7242605294817244,1.4147795985274163,0.86563302172429457,0.58792408051231626,0.44571284137714501,0.35071388358174704,0.34192356461046053,0.32136315457507253,0.32334277343163409,0.31458122808120276,0.26038899134139826,0.23293659142238254,0.23495243567481122,0.1983093021126322,0.18737428176400908,0.18737428176400908,0.18737428176400908,37,"active",8,null,null,null,null,null,null,null,null,null,null,null,null,null,null,null,null,45,9.9392412613547224E-5,2.0004674662411783E-5,45,45,1.7544734149032117E-4,45,9.9392412613547224E-5]
["All % Impedances are with respect to the total drives connected thru the PCC. I-demand includes both drive currents and sinusoidal currents.\nThe ratio I-demand / I-drives is assumed the same at all points in network unless sine loads are added at a point. ABB 6-pulse drives have built-in internal line reactor or equivalent bus choke.  \nFor ACS800: 3/2.5% for VT, 2.3/1.9% for CT; for ACH/S550: 5/4% @ 60/50Hz.\nFor Converter Input Type Above:  1 = 6-pulse;  2 = 12-pulse;  3 = 18-pulse w Isolated Primary/Secondaries;  11 = 18-Pulse with AutoTransformer;\n5 = Mirus Coupled Filter;  6 = ACS800-11, 17, 31, 37;  7 = TCI HG7 Filter;  10 = MTE Matrix Filter.",null,null,null,null,null,null,null,null,null,null,null,null,null,null,null,null,null,null,null,null,null,null,46,2760,1.793461713012172E-4,9.9392412613547224E-5,{"$f":"0.25*HLOOKUP($U$17,$Q$53:$Y$60,8,1)","v":7.4999999999999997E-2},0.21828692377512379,2.3910799801180531E-3,48,0.21850143246221113,0,0,0,0,0,0,0,0,0,0,0,0,0,0,0,0,0,0,0,0,0,0,0,0,null,null,null,null,null,null,null,null,null,0.21806530185849418,0.21828314931289824,0,0,0,0,0,0,0,0,0,0,0,0,0,0,0,0,0,0,null,"%I39th",0.2079850899943797,0.13041647508011303,0.12947509110634475,0.11009404781577684,6.014929527512837E-2,0.21949671273146126,0.27640701454444089,0.17818419975534588,0.12256174642203793,9.8387203409769475E-2,7.1958024598108364E-2,5.1366620792552581E-2,4.2850088405828553E-2,3.5922322150466021E-2,3.4556391879303032E-2,3.4556391879303032E-2,3.4556391879303032E-2,3.4556391879303032E-2,39,0.2079850899943797,0.13041647508011303,0.12947509110634475,0.11009404781577684,6.014929527512837E-2,0.21949671273146126,0.27640701454444089,0.17818419975534588,0.12256174642203793,9.8387203409769475E-2,7.1958024598108364E-2,5.1366620792552581E-2,4.2850088405828553E-2,3.5922322150466021E-2,3.0850083721462428E-2,3.0850083721462428E-2,3.0850083721462428E-2,39,"sine",9,null,null,null,null,null,null,null,null,null,null,null,null,null,null,null,null,46,9.9392412613547224E-5,2.0903650165759666E-5,46,46,1.793461713012172E-4,46,9.9392412613547224E-5]
[null,null,null,null,null,null,null,null,null,null,null,null,null,null,null,null,null,null,null,null,null,null,null,47,2820,2.465792175606163E-4,1.3374500360157612E-4,{"$f":"+HLOOKUP($U$17,$Q$53:$Y$60,8,1)*O60","v":0.3},0.29373253590286269,3.2174991243643218E-3,49,0.29402118434566299,0,0,0,0,0,0,0,0,0,0,0,0,0,0,0,0,0,0,0,0,0,0,0,0,null,null,null,null,null,null,null,null,null,0.29343431571423456,0.29372745688877427,0,0,0,0,0,0,0,0,0,0,0,0,0,0,0,0,0,0,null,"%I41th",2.9593523720748518,1.3960448536050045,0.9788469484846104,0.76626902234982497,0.64986432358583057,0.49479101470748305,0.39951328972932304,0.41594580564321404,0.37579029347140652,0.32440122806902955,0.30529874652047795,0.272856325769609,0.23528249165808171,0.21930268062364178,0.21942223358685053,0.21942223358685053,0.21942223358685053,0.21942223358685053,41,2.9593523720748518,1.3960448536050045,0.9788469484846104,0.76626902234982497,0.64986432358583057,0.49479101470748305,0.39951328972932304,0.41594580564321404,0.37579029347140652,0.32440122806902955,0.30529874652047795,0.272856325769609,0.23528249165808171,0.21930268062364178,0.1978346423998949,0.1978346423998949,0.1978346423998949,41,"MTE Matrix",10,15.961342612700225,10.640895075133482,9.9256340855383129,9.1066832601117742,8.556291486385911,7.9261630061461643,7.2145198038400302,6.8961293491349185,6.5594243649881356,5.9733832959220026,5.9733832959220026,5.9733832959220026,5.9733832959220026,5.9733832959220026,5.9733832959220026,null,47,1.3374500360157612E-4,3.9513986708343814E-5,47,47,2.465792175606163E-4,47,1.3374500360157612E-4]
[null,null,null,null,null,null,null,null,null,null,null,null,null,null,null,null,null,null,null,null,null,null,null,48,2880,1.8714383092300927E-4,9.9392412613547224E-5,{"$f":"0.25*HLOOKUP($U$17,$Q$53:$Y$60,8,1)","v":7.4999999999999997E-2},0.21828692377512379,2.3910799801180531E-3,48,0.21850143246221113,0,0,0,0,0,0,0,0,0,0,0,0,0,0,0,0,0,0,0,0,0,0,0,0,null,null,null,null,null,null,null,null,null,0.21806530185849418,0.21828314931289824,0,0,0,0,0,0,0,0,0,0,0,0,0,0,0,0,0,0,null,"%I43th",2.2178560512821952,1.1905972320783262,0.75615175660327605,0.45362551647456517,0.28528173727691464,0.21779752656057286,0.25538951981730396,0.24818871965708805,0.22308863199724832,0.19779080449305989,0.1877023014843526,0.18024721970812474,0.14969356494618877,0.15402172112964774,0.14788153997371078,0.14788153997371078,0.14788153997371078,0.14788153997371078,43,2.2178560512821952,1.1905972320783262,0.75615175660327605,0.45362551647456517,0.28528173727691464,0.21779752656057286,0.25538951981730396,0.24818871965708805,0.22308863199724832,0.19779080449305989,0.1877023014843526,0.18024721970812474,0.14969356494618877,0.15402172112964774,0.1376838156738171,0.1376838156738171,0.1376838156738171,43,"18 P auto",11,30.147049417589152,11.067296357497007,10.146776569303968,13.691787731376488,16.028786232988303,8.7304781276908496,6.7189861268534514,5.7952590698411006,5.253375479995932,4.7997142615913617,4.1501276661422466,3.5848255197297609,3.1167902530652545,2.5877975846500134,2.2805812170214024,null,48,9.9392412613547224E-5,2.2760874282566295E-5,48,48,1.8714383092300927E-4,48,9.9392412613547224E-5]
[null,null,null,null,null,null,null,null,null,null,null,null,null,null,null,null,null,null,null,null,null,null,null,49,2940,1.7164966549135653E-4,8.9302956271412675E-5,{"$f":"+HLOOKUP($U$17,$Q$53:$Y$60,8,1)*O60","v":0.3},0.19612832706159783,2.1483582628804053E-3,50,0.19632106068581601,0,0,0,0,0,0,0,0,0,0,0,0,0,0,0,{"$f":"(HLOOKUP(AV$69,$CI$3:$DA$750,$AE50+52*(AV$75-1),1)-AV$74*(HLOOKUP(AV$73,$CI$1:$DA$750,$AE50+2+52*(AV$75-1),0)-HLOOKUP(AV$73+1,$CI$1:$DA$750,$AE50+2+52*(AV$75-1),0)))*AV$65","v":0},0,0,0,0,0,0,0,0,null,null,null,null,null,null,null,null,null,0.19592920228125354,0.19612493575006595,0,0,0,0,0,0,0,0,0,0,0,0,0,0,0,0,0,0,null,"%I45th",0.15674381381219379,6.9135515452953725E-2,0.11721931861181524,9.0976276916425139E-2,5.5974795488511517E-2,0.18455139999068912,0.21866515563030009,0.14808361462956454,0.10867252849450271,8.7932880027034033E-2,5.8261619608528936E-2,4.4254803859095013E-2,3.9511622355493263E-2,2.9543012509050892E-2,2.8071590865564936E-2,2.8071590865564936E-2,2.8071590865564936E-2,2.8071590865564936E-2,45,0.15674381381219379,6.9135515452953725E-2,0.11721931861181524,9.0976276916425139E-2,5.5974795488511517E-2,0.18455139999068912,0.21866515563030009,0.14808361462956454,0.10867252849450271,8.7932880027034033E-2,5.8261619608528936E-2,4.4254803859095013E-2,3.9511622355493263E-2,2.9543012509050892E-2,2.7508799926177038E-2,2.7508799926177038E-2,2.7508799926177038E-2,45,null,null,null,null,null,null,null,null,null,null,null,null,null,null,null,null,null,null,49,8.9302956271412675E-5,1.9148018215152043E-5,49,49,1.7164966549135653E-4,49,8.9302956271412675E-5]
[null,null,null,null,null,null,null,null,null,null,null,null,null,null,null,null,null,null,null,null,null,null,null,50,3000,{"$f":"$X51/130*(BJ$80*HLOOKUP($BK$80,$BM$1:$CG$51,$X51+1,0)+BJ$81*HLOOKUP($BK$81,$BM$1:$CG$51,$X51+1,0)+BJ$82*HLOOKUP($BK$82,$BM$1:$CG$51,$X51+1,0)+BJ$83*HLOOKUP($BK$83,$BM$1:$CG$51,$X51+1,0)+BJ$84*HLOOKUP($BK$84,$BM$1:$CG$51,$X51+1,0)+BJ$85*HLOOKUP($BK$85,$BM$1:$CG$51,$X51+1,0)+BJ$86*HLOOKUP($BK$86,$BM$1:$CG$51,$X51+1,0)+BJ$87*HLOOKUP($BK$87,$BM$1:$CG$51,$X51+1,0)+BJ$88*HLOOKUP($BK$88,$BM$1:$CG$51,$X51+1,0)+BJ$89*HLOOKUP($BK$89,$BM$1:$CG$51,$X51+1,0)+BJ$90*HLOOKUP($BK$90,$BM$1:$CG$51,$X51+1,0)+BJ$91*HLOOKUP($BK$91,$BM$1:$CG$51,$X51+1,0)+BJ$92*HLOOKUP($BK$92,$BM$1:$CG$51,$X51+1,0)+BJ$93*HLOOKUP($BK$93,$BM$1:$CG$51,$X51+1,0)+BJ$94*HLOOKUP($BK$94,$BM$1:$CG$51,$X51+1,0)+BJ$95*HLOOKUP($BK$95,$BM$1:$CG$51,$X51+1,0)+BJ$96*HLOOKUP($BK$96,$BM$1:$CG$51,$X51+1,0)+BJ$97*HLOOKUP($BK$97,$BM$1:$CG$51,$X51+1,0)+BJ$98*HLOOKUP($BK$98,$BM$1:$CG$51,$X51+1,0)+BJ$99*HLOOKUP($BK$99,$BM$1:$CG$51,$X51+1,0)+BJ$100*HLOOKUP($BK$100,$BM$1:$CG$51,$X51+1,0))+BK211","v":1.949414905448013E-4},{"$f":"1/$N$8/$U$18*(AF$103*AF$56*(AF51+AF211)+AG$103*AG$56*(AG51+AG211)+AH$103*AH$56*(AH51+AH211)+AI$103*AI$56*(AI51+AI211)+AJ$103*AJ$56*(AJ51+AJ211)+AK$103*AK$56*(AK51+AK211)+AL$103*AL$56*(AL51+AL211)+AM$103*AM$56*(AM51+AM211)+AN$103*AN$56*(AN51+AN211)+AO$103*AO$56*(AO51+AO211)+AP$103*AP$56*(AP51+AP211)+AQ$103*AQ$56*(AQ51+AQ211)+AR$103*AR$56*(AR51+AR211)+AS$103*AS$56*(AS51+AS211)+AT$103*AT$56*(AT51+AT211)+AU$103*AU$56*(AU51+AU211)+AV$103*AV$56*(AV51+AV211)+AW$103*AW$56*(AW51+AW211)+AX$103*AX$56*(AX51+AX211)+AY$103*AY$56*(AY51+AY211)+AZ$103*AZ$56*(AZ51+AZ211)+BA$103*BA$56*(BA51+BA211)+BB$103*BB$56*(BB51+BB211)+BC$103*BC$56*(BC51+BC211)+BD$103*BD$56*(BD51+BD211))","v":9.9392412613547224E-5},{"$f":"0.25*HLOOKUP($U$17,$Q$53:$Y$60,8,1)","v":7.4999999999999997E-2},0.21828692377512379,2.3910799801180531E-3,48,{"$f":"(HLOOKUP(AF$69,$CI$3:$DA$750,$AE51+52*(AF$75-1),1)-AF$74*(HLOOKUP(AF$73,$CI$1:$DA$750,$AE51+2+52*(AF$75-1),0)-HLOOKUP(AF$73+1,$CI$1:$DA$750,$AE51+2+52*(AF$75-1),0)))*AF$65","v":0.21850143246221113},0,0,0,0,0,0,0,0,0,0,0,0,0,0,0,0,0,0,0,0,0,0,0,0,null,null,null,null,null,null,null,null,null,0.21806530185849418,0.21828314931289824,0,0,0,0,0,0,0,0,0,0,0,0,0,0,0,0,0,0,null,"%I47th",2.3268630691236321,0.78641478977548207,0.65683719239534155,0.58143321676267457,0.44928960665019158,0.41294151992551731,0.2940568330031525,0.2786885915405366,0.26697263616116279,0.26064585390490097,0.2367936036530196,0.19038468562778788,0.18456070692514012,0.16108516476637483,0.15522073313539117,0.15522073313539117,0.15522073313539117,0.15522073313539117,47,2.3268630691236321,0.78641478977548207,0.65683719239534155,0.58143321676267457,0.44928960665019158,0.41294151992551731,0.2940568330031525,0.2786885915405366,0.26697263616116279,0.26064585390490097,0.2367936036530196,0.19038468562778788,0.18456070692514012,0.16108516476637483,0.15285028969763642,0.15285028969763642,0.15285028969763642,47,null,null,null,null,null,null,null,null,null,null,null,null,null,null,null,null,null,null,50,9.9392412613547224E-5,2.4697129212854054E-5,50,50,1.949414905448013E-4,50,9.9392412613547224E-5]
[null,null,null,null,null,null,null,null,null,null,null,null,null,null,null,null,null,null,null,null,null,null,null,null,null,null,null,null,null,null,null,"D1","D2","D3","D4","D5","D6","D7","D8","D9","D10","D11","D12","D13","D14","D15","D16","D17","D18","D19","D20","D21","D22","D23","D24","D25",null,null,null,null,null,null,null,null,0,"utility","t1","t2","t3","t4","t5","t6","t7","t8","t9","b1","b2","b3","b4","b5","b6","b7","b8","b9","b10",null,"%I49th",2.222090686942058,0.8231320290067401,0.54372728367538525,0.33388586731319231,0.20472977887589594,0.16067909526322774,0.19635848943192444,0.18022284651166184,0.15241194609444156,0.14568078669873447,0.14316623416465049,0.11820986355275069,0.11324661442841535,0.10591950094820782,0.10181373046970461,0.10181373046970461,0.10181373046970461,0.10181373046970461,49,2.222090686942058,0.8231320290067401,0.54372728367538525,0.33388586731319231,0.20472977887589594,0.16067909526322774,0.19635848943192444,0.18022284651166184,0.15241194609444156,0.14568078669873447,0.14316623416465049,0.11820986355275069,0.11324661442841535,0.10591950094820782,9.9915947961182403E-2,9.9915947961182403E-2,9.9915947961182403E-2,49]
[null,null,null,null,{"$f":"+SUM(E22:E46)","v":1},null,{"$f":"+SUMPRODUCT(E22:E46,F22:F46)/5","v":1},null,null,null,null,null,null,{"$f":"SUMIF(D22:D46,\"=1\",E22:E46)","v":1},null,"Isc/Idmd",0,19,20,49,50,99,100,999,1000,null,null,null,null,"FedFrom=",null,{"$f":"+C22","v":"T1"},{"$f":"+C23","v":0},{"$f":"+C24","v":0},{"$f":"+C25","v":0},{"$f":"+C26","v":0},{"$f":"+C27","v":0},{"$f":"+C28","v":0},{"$f":"+C29","v":0},{"$f":"+C30","v":0},{"$f":"+C31","v":0},{"$f":"+C32","v":0},{"$f":"+C33","v":0},{"$f":"+C34","v":0},{"$f":"+C35","v":0},{"$f":"+C36","v":0},{"$f":"+C37","v":0},{"$f":"+C38","v":0},{"$f":"+C39","v":0},{"$f":"+C40","v":0},{"$f":"+C41","v":0},{"$f":"+C42","v":0},{"$f":"+C43","v":0},{"$f":"+C44","v":0},{"$f":"+C45","v":0},{"$f":"+C46","v":0},"Utility"," =FedFrom",null,null,null,null,null,"FedFrom",0,0,"utility",{"$f":"+C13","v":0},{"$f":"+C14","v":0},{"$f":"+C15","v":0},{"$f":"+C16","v":0},{"$f":"+C17","v":0},{"$f":"+C18","v":0},{"$f":"+C19","v":0},{"$f":"+C20","v":0},{"$f":"+J11","v":0},{"$f":"+J12","v":0},{"$f":"+J13","v":0},{"$f":"+J14","v":0},{"$f":"+J15","v":0},{"$f":"+J16","v":0},{"$f":"+J17","v":0},{"$f":"+J18","v":0},{"$f":"+J19","v":0},{"$f":"+J20","v":0},null,0,1,2,3,4,5,6,7,8,9,10,11,12,13,14,15,16,17,18]
["ABB 6 Pulse Harmonic Guarantees",null,null,null,null,null,null,null,null,null,null,null,null,"HarmLimitTable",null,"%TDDLimit",5,5,8,8,12,12,15,15,20,null,null,null,null,"ConvType=",null,{"$f":"+D22","v":1},{"$f":"+D23","v":0},{"$f":"+D24","v":0},{"$f":"+D25","v":0},{"$f":"+D26","v":0},{"$f":"+D27","v":0},{"$f":"+D28","v":0},{"$f":"+D29","v":0},{"$f":"+D30","v":0},{"$f":"+D31","v":0},{"$f":"+D32","v":0},{"$f":"+D33","v":0},{"$f":"+D34","v":0},{"$f":"+D35","v":0},{"$f":"+D36","v":0},{"$f":"+D37","v":0},{"$f":"+D38","v":0},{"$f":"+D39","v":0},{"$f":"+D40","v":0},{"$f":"+D41","v":0},{"$f":"+D42","v":0},{"$f":"+D43","v":0},{"$f":"+D44","v":0},{"$f":"+D45","v":0},{"$f":"+D46","v":0},null," =ConvType",{"$f":"SUM($EO$3:$EO$51)*($U$18/100)^2","v":5.6745562052360849},null,null,null,null,null,null,null,null,null,null,null,null,null,null,null,null,null,null,null,null,null,null,null,null,null,null,2,"12 pulse data",null,null,null,null,null,null,null,null,null,null,null,null,null,null,null,null,null,1]
["For %Vthd if %Zsource is less than 3%, %Vthd will be less than 5%, meeting IEEE519 general systems reqmts.",null,null,null,null,null,null,null,null,null,null,null,null,"Pulses","HP",1,2,3,4,5,6,7,8,9,10,null,null,null,"all","Hpall=",null,{"$f":"+E22","v":1},{"$f":"+E23","v":0},{"$f":"+E24","v":0},{"$f":"+E25","v":0},{"$f":"+E26","v":0},{"$f":"+E27","v":0},{"$f":"+E28","v":0},{"$f":"+E29","v":0},{"$f":"+E30","v":0},{"$f":"+E31","v":0},{"$f":"+E32","v":0},{"$f":"+E33","v":0},{"$f":"+E34","v":0},{"$f":"+E35","v":0},{"$f":"+E36","v":0},{"$f":"+E37","v":0},{"$f":"+E38","v":0},{"$f":"+E39","v":0},{"$f":"+E40","v":0},{"$f":"+E41","v":0},{"$f":"+E42","v":0},{"$f":"+E43","v":0},{"$f":"+E44","v":0},{"$f":"+E45","v":0},{"$f":"+E46","v":0},{"$f":"+BN55","v":1.0019999999999998},"Hpall",null,null,null,300,null,"Hpatnode=",{"$f":"+AE135","v":1.0019999999999998},{"$f":"+AE135","v":1.0019999999999998},{"$f":"+AE136","v":1.0009999999999999},{"$f":"+AE137","v":1E-3},{"$f":"+AE138","v":1E-3},{"$f":"+AE139","v":1E-3},{"$f":"+AE140","v":1E-3},{"$f":"+AE141","v":1E-3},{"$f":"+AE142","v":1E-3},{"$f":"+AE143","v":1E-3},{"$f":"+AE144","v":1E-3},{"$f":"+AE145","v":1E-3},{"$f":"+AE146","v":1E-3},{"$f":"+AE147","v":1E-3},{"$f":"+AE148","v":1E-3},{"$f":"+AE149","v":1E-3},{"$f":"+AE150","v":1E-3},{"$f":"+AE151","v":1E-3},{"$f":"+AE152","v":1E-3},{"$f":"+AE153","v":1E-3},{"$f":"+AE154","v":1E-3},null,"%Zloop",0.1,0.5,1,2,3,4,5,6,7,8,10,12,14,18,21,100,1000,10000]
["             If %Zsource is less than 1.6%, then %Vthd will be less than 3%, meeting IEEE519 special systems reqmts.",null,null,null,null,null,null,null,null,null,null,null,null,"HPpu6pul=",{"$f":"1-O57-O58","v":1},"<11",4,4,7,7,10,10,12,12,15,null,null,null,null,"Hpusedall=",null,{"$f":"+AF55*$G$9/10000*IF($H$22=0,100,$H$22)","v":1},{"$f":"+AG55*$G$9/10000*IF($H23=0,100,$H23)","v":0},{"$f":"+AH55*$G$9/10000*IF($H24=0,100,$H24)","v":0},{"$f":"+AI55*$G$9/10000*IF($H25=0,100,$H25)","v":0},{"$f":"+AJ55*$G$9/10000*IF($H26=0,100,$H26)","v":0},{"$f":"+AK55*$G$9/10000*IF($H27=0,100,$H27)","v":0},{"$f":"+AL55*$G$9/10000*IF($H28=0,100,$H28)","v":0},{"$f":"+AM55*$G$9/10000*IF($H29=0,100,$H29)","v":0},{"$f":"+AN55*$G$9/10000*IF($H30=0,100,$H30)","v":0},{"$f":"+AO55*$G$9/10000*IF($H31=0,100,$H31)","v":0},{"$f":"+AP55*$G$9/10000*IF($H32=0,100,$H32)","v":0},{"$f":"+AQ55*$G$9/10000*IF($H33=0,100,$H33)","v":0},{"$f":"+AR55*$G$9/10000*IF($H34=0,100,$H34)","v":0},{"$f":"+AS55*$G$9/10000*IF($H35=0,100,$H35)","v":0},{"$f":"+AT55*$G$9/10000*IF($H36=0,100,$H36)","v":0},{"$f":"+AU55*$G$9/10000*IF($H37=0,100,$H37)","v":0},{"$f":"+AV55*$G$9/10000*IF($H38=0,100,$H38)","v":0},{"$f":"+AW55*$G$9/10000*IF($H39=0,100,$H39)","v":0},{"$f":"+AX55*$G$9/10000*IF($H40=0,100,$H40)","v":0},{"$f":"+AY55*$G$9/10000*IF($H41=0,100,$H41)","v":0},{"$f":"+AZ55*$G$9/10000*IF($H42=0,100,$H42)","v":0},{"$f":"+BA55*$G$9/10000*IF($H43=0,100,$H43)","v":0},{"$f":"+BB55*$G$9/10000*IF($H44=0,100,$H44)","v":0},{"$f":"+BC55*$G$9/10000*IF($H45=0,100,$H45)","v":0},{"$f":"+BD55*$G$9/10000*IF($H46=0,100,$H46)","v":0},{"$f":"+BE55*$G$9/100","v":1.0019999999999998},"Hpusedall",null,null,null,null,null,"Hpusedatnode=",null,{"$f":"+AB135","v":1},{"$f":"+AB136","v":1},{"$f":"+AB137","v":0},{"$f":"+AB138","v":0},{"$f":"+AB139","v":0},{"$f":"+AB140","v":0},{"$f":"+AB141","v":0},{"$f":"+AB142","v":0},{"$f":"+AB143","v":0},{"$f":"+AB144","v":0},{"$f":"+AB145","v":0},{"$f":"+AB146","v":0},{"$f":"+AB147","v":0},{"$f":"+AB148","v":0},{"$f":"+AB149","v":0},{"$f":"+AB150","v":0},{"$f":"+AB151","v":0},{"$f":"+AB152","v":0},{"$f":"+AB153","v":0},{"$f":"+AB154","v":0},null,"Kfactor",{"$f":"+(10000+SUMPRODUCT(CJ65:CJ104,$DB65:$DB104,CJ65:CJ104,$DB65:$DB104))/10000/CJ58^2","v":53.71915658655869},{"$f":"+(10000+SUMPRODUCT(CK65:CK104,$DB65:$DB104,CK65:CK104,$DB65:$DB104))/10000/CK58^2","v":9.9159513019256043},4.4455939523175934,2.9525063601098362,2.5435628082451212,2.1545083586876546,1.9219634573639526,1.7716555281069311,1.6596000100668269,1.5746495250930925,1.457727079015986,1.3754135973720927,1.3164002237686001,1.2386431395115394,1.1957067448984675,1.1957067448984675,1.1957067448984675,1.1957067448984675]
["                         %Zs=100/(Isc/Idmd)/(Idmd/Idrv) ahead of PCC",null,null,null,null,null,null,null,null,null,null,null,null,"HPpu12pul=",{"$f":"SUMIF($AF$182:$BD$182,\"=2\",$AF$183:$BD$183)/$N$9","v":0},"11<=<17",2,2,3.5,3.5,4.5,4.5,5.5,5.5,7,null,null,null,9,"Hpacmtr=",null,{"$f":"+IF(AF54=9,AF55,0)","v":0},0,0,0,0,0,0,0,0,0,0,0,0,0,0,0,0,0,0,0,0,0,0,0,0,null,"Hpacmtr",null,null,null,null,null,null,null,null,null,null,null,null,null,null,null,null,null,null,null,null,null,null,null,null,null,null,null,null,"%Ithd",{"$f":"+SQRT(SUMSQ(CJ65:CJ104))","v":73.159242958971589},{"$f":"+SQRT(SUMSQ(CK65:CK104))","v":24.526280095027175},14.15019803119502,11.58489278244023,11.806750581029306,11.010636221034906,8.954619068906883,7.6499282150485701,6.7897784824199254,6.1977575934197926,5.4029854958077834,4.8653066911101757,4.4669270506652614,3.893930633341419,3.555648063517951,3.555648063517951,3.555648063517951,3.555648063517951]
["For %TDD  with  Isc/Idmd ratios of         <20     20-50     50-100   100-1000   >1000",null,null,null,null,null,null,null,null,null,null,null,null,"HPpu18pul=",{"$f":"SUMIF($AF$182:$BD$182,\"=3\",$AF$183:$BD$183)/$N$9","v":0},"17<=<23",1.5,1.5,2.5,2.5,4,4,5,5,6,null,null,null,8,"Hpactf=",null,{"$f":"+IF(AF54=8,AF55,0)","v":0},0,0,0,0,0,0,0,0,0,0,0,0,0,0,0,0,0,0,0,0,0,0,0,0,null,"Hpactf",null,null,null,null,null,null,null,null,null,null,null,null,null,null,null,null,null,null,null,null,null,null,null,null,null,null,null,null,"Irms/If",{"$f":"+SQRT(1+(CJ57/100)^2)","v":1.2390429706160249},{"$f":"+SQRT(1+(CK57/100)^2)","v":1.0296377234396439},1.0099617866197728,1.0066881215540708,1.0069458455787299,1.006043443892557,1.004001255112225,1.0029218016224095,1.0023024040597894,1.0019187691218681,1.0014585489309036,1.0011828608799973,1.0009971746851221,1.0007578476223544,1.0006319319885608,1.0006319319885608,1.0006319319885608,1.0006319319885608]
["   %TDD will be less than                                5           8             12          15           20%",null,null,null,null,null,null,null,null,null,"    meeting IEEE519  reqmts.",null,null,"Mult6pul",{"$f":"+$O$56+0.25*($O$57+$O$58)","v":1},"23<=<35",0.6,0.6,1,1,1.5,1.5,2,2,2.5,null,null,null,"all-8","HPdrv&acm",null,{"$f":"+AF55-AF58","v":1},0,0,0,0,0,0,0,0,0,0,0,0,0,0,0,0,0,0,0,0,0,0,0,0,null,"HPdrv&acm-actf",null,null,null,{"$f":"+P26","v":0.40403965668706371},null,"HPdrv&acm-actf",null,null,null,null,null,null,null,null,null,null,null,null,null,null,null,null,null,null,null,null,null,null,"Ih/If",{"$f":"+CJ57/100","v":0.73159242958971593},{"$f":"+CK57/100","v":0.24526280095027175},0.14150198031195019,0.1158489278244023,0.11806750581029306,0.11010636221034906,8.9546190689068828E-2,7.6499282150485695E-2,6.7897784824199253E-2,6.1977575934197927E-2,5.4029854958077835E-2,4.8653066911101758E-2,4.4669270506652613E-2,3.8939306333414192E-2,3.5556480635179508E-2,3.5556480635179508E-2,3.5556480635179508E-2,3.5556480635179508E-2]
["   if the Idmd/Idrv ratio is greater than       10         6.7           4.5         3.6          2.7",null,null,null,null,null,null,null,null,null,null,null,null,"Mult6&12",{"$f":"+$O$56+1.414*$O$57+0.25*$O$58","v":1},"<35",0.3,0.3,0.5,0.5,0.7,0.7,1,1,1.4,null,null,null,null,"Hpuseddrvs&acmtrs=",null,{"$f":"+AF59*$G$9/10000*IF($H22=0,100,$H22)","v":1},{"$f":"+AG59*$G$9/10000*IF($H23=0,100,$H23)","v":0},{"$f":"+AH59*$G$9/10000*IF($H24=0,100,$H24)","v":0},{"$f":"+AI59*$G$9/10000*IF($H25=0,100,$H25)","v":0},{"$f":"+AJ59*$G$9/10000*IF($H26=0,100,$H26)","v":0},{"$f":"+AK59*$G$9/10000*IF($H27=0,100,$H27)","v":0},{"$f":"+AL59*$G$9/10000*IF($H28=0,100,$H28)","v":0},{"$f":"+AM59*$G$9/10000*IF($H29=0,100,$H29)","v":0},{"$f":"+AN59*$G$9/10000*IF($H30=0,100,$H30)","v":0},{"$f":"+AO59*$G$9/10000*IF($H31=0,100,$H31)","v":0},{"$f":"+AP59*$G$9/10000*IF($H32=0,100,$H32)","v":0},{"$f":"+AQ59*$G$9/10000*IF($H33=0,100,$H33)","v":0},{"$f":"+AR59*$G$9/10000*IF($H34=0,100,$H34)","v":0},{"$f":"+AS59*$G$9/10000*IF($H35=0,100,$H35)","v":0},{"$f":"+AT59*$G$9/10000*IF($H36=0,100,$H36)","v":0},{"$f":"+AU59*$G$9/10000*IF($H37=0,100,$H37)","v":0},{"$f":"+AV59*$G$9/10000*IF($H38=0,100,$H38)","v":0},{"$f":"+AW59*$G$9/10000*IF($H39=0,100,$H39)","v":0},{"$f":"+AX59*$G$9/10000*IF($H40=0,100,$H40)","v":0},{"$f":"+AY59*$G$9/10000*IF($H41=0,100,$H41)","v":0},{"$f":"+AZ59*$G$9/10000*IF($H42=0,100,$H42)","v":0},{"$f":"+BA59*$G$9/10000*IF($H43=0,100,$H43)","v":0},{"$f":"+BB59*$G$9/10000*IF($H44=0,100,$H44)","v":0},{"$f":"+BC59*$G$9/10000*IF($H45=0,100,$H45)","v":0},{"$f":"+BD59*$G$9/10000*IF($H46=0,100,$H46)","v":0},null,"Hpuseddrvs&acmtrs=",null,null,null,{"$f":"+P27","v":1.8397105779477342E-4},null,"Hpuseddrvs&acmtrs=",null,{"$f":"+Y135","v":1},{"$f":"+Y136","v":1},{"$f":"+Y137","v":0},{"$f":"+Y138","v":0},{"$f":"+Y139","v":0},{"$f":"+Y140","v":0},{"$f":"+Y141","v":0},{"$f":"+Y142","v":0},{"$f":"+Y143","v":0},{"$f":"+Y144","v":0},{"$f":"+Y145","v":0},{"$f":"+Y146","v":0},{"$f":"+Y147","v":0},{"$f":"+Y148","v":0},{"$f":"+Y149","v":0},{"$f":"+Y150","v":0},{"$f":"+Y151","v":0},{"$f":"+Y152","v":0},{"$f":"+Y153","v":0},{"$f":"+Y154","v":0},null,"DispPF",0.94699999999999995,0.94599999999999995,0.94699999999999995,0.94399999999999995,0.94099999999999995,0.93899999999999995,0.93700000000000006,0.93600000000000005,0.93400000000000005,0.93300000000000005,0.93200000000000005,0.93200000000000005,0.93100000000000005,0.93200000000000005,0.93300000000000005,0.9,0.9,0.9]
[null,null,null,null,null,null,null,"   ",null,null,null,null,null,"Mult6&18",{"$f":"+$O$56+0.25*$O$57+1.732*$O$58","v":1},null,"Harmonic Table from IEEE519 Table 10.3",null,null,null,null,null,null,null,null,null,null,null,null,"Hpusedactfilt=",null,{"$f":"+AF56-AF60","v":0},{"$f":"+AG56-AG60","v":0},0,0,0,0,0,0,0,0,0,0,0,0,0,0,0,0,0,0,0,0,0,0,0,null,null,null,null,null,{"$f":"+P29","v":4.2548084987114683E-5},null,null,null,null,null,null,null,null,null,null,null,null,null,null,null,null,null,null,null,null,null,null,null,null,"ActPF",0.93200000000000005,0.90800000000000003,0.93200000000000005,0.93500000000000005,0.93300000000000005,0.93200000000000005,0.93,0.92900000000000005,0.92800000000000005,0.92700000000000005,0.92500000000000004,0.92400000000000004,0.92300000000000004,0.92200000000000004,0.92300000000000004,0.9,0.9,0.9]
[null,null,null,null,null,null,null,null,null,null,null,null,null,"Multall",{"$f":"+$O$56+1.414*$O$57+1.732*$O$58","v":1},null,null,null,null,null,null,null,null,null,null,null,null,null,"all-8-9","Hpdrv=",null,{"$f":"+(AF55-AF58-AF57)","v":1},0,0,0,0,0,0,0,0,0,0,0,0,0,0,0,0,0,0,0,0,0,0,0,0,null,"Hpdrv",null,null,null,null,null,"HPdrvs=",null,{"$f":"+AD135","v":1},{"$f":"+AD136","v":1},{"$f":"+AD137","v":0},{"$f":"+AD138","v":0},{"$f":"+AD139","v":0},{"$f":"+AD140","v":0},{"$f":"+AD141","v":0},{"$f":"+AD142","v":0},{"$f":"+AD143","v":0},{"$f":"+AD144","v":0},{"$f":"+AD145","v":0},{"$f":"+AD146","v":0},{"$f":"+AD147","v":0},{"$f":"+AD148","v":0},{"$f":"+AD149","v":0},{"$f":"+AD150","v":0},{"$f":"+AD151","v":0},{"$f":"+AD152","v":0},{"$f":"+AD153","v":0},{"$f":"+AD154","v":0},null,"%Vthd",2.145,1.619,2.145,3.2669999999999999,4.2430000000000003,5.1120000000000001,5.9080000000000004,6.6280000000000001,7.2729999999999997,7.8760000000000003,8.9510000000000005,9.8919999999999995,10.734999999999999,12.167,13,90,90,90]
["Mitigation Methods",null,null,null,null,null,null,null,null,null,null,null,null,"Wire Table",null,null,null,null,"75degC",null,null,null,null,null,null,null,null,null,null,"Hpdrvused=",null,{"$f":"+AF62*$G$9/10000*IF($H$22=0,100,$H$22)","v":1},{"$f":"+AG62*$G$9/10000*IF($H23=0,100,$H23)","v":0},{"$f":"+AH62*$G$9/10000*IF($H$24=0,100,$H$24)","v":0},{"$f":"+AI62*$G$9/10000*IF($H$25=0,100,$H$25)","v":0},{"$f":"+AJ62*$G$9/10000*IF($H$26=0,100,$H$26)","v":0},{"$f":"+AK62*$G$9/10000*IF($H$27=0,100,$H$27)","v":0},{"$f":"+AL62*$G$9/10000*IF($H$28=0,100,$H$28)","v":0},{"$f":"+AM62*$G$9/10000*IF($H$29=0,100,$H$29)","v":0},{"$f":"+AN62*$G$9/10000*IF($H$30=0,100,$H$30)","v":0},{"$f":"+AO62*$G$9/10000*IF($H$31=0,100,$H$31)","v":0},{"$f":"+AP62*$G$9/10000*IF($H$32=0,100,$H$32)","v":0},{"$f":"+AQ62*$G$9/10000*IF($H$33=0,100,$H$33)","v":0},{"$f":"+AR62*$G$9/10000*IF($H$34=0,100,$H$34)","v":0},{"$f":"+AS62*$G$9/10000*IF($H$35=0,100,$H$35)","v":0},{"$f":"+AT62*$G$9/10000*IF($H$36=0,100,$H$36)","v":0},{"$f":"+AU62*$G$9/10000*IF($H$37=0,100,$H$37)","v":0},{"$f":"+AV62*$G$9/10000*IF($H$38=0,100,$H$38)","v":0},{"$f":"+AW62*$G$9/10000*IF($H$39=0,100,$H$39)","v":0},{"$f":"+AX62*$G$9/10000*IF($H$40=0,100,$H$40)","v":0},{"$f":"+AY62*$G$9/10000*IF($H$41=0,100,$H$41)","v":0},{"$f":"+AZ62*$G$9/10000*IF($H$42=0,100,$H$42)","v":0},{"$f":"+BA62*$G$9/10000*IF($H$43=0,100,$H$43)","v":0},{"$f":"+BB62*$G$9/10000*IF($H$44=0,100,$H$44)","v":0},{"$f":"+BC62*$G$9/10000*IF($H$45=0,100,$H$45)","v":0},{"$f":"+BD62*$G$9/10000*IF($H$46=0,100,$H$46)","v":0},null,"Hpdrvused=",null,null,null,null,null,"HPuseddrv=",null,{"$f":"+AC135","v":1.0019999999999998},{"$f":"+AC136","v":1.0009999999999999},{"$f":"+AC137","v":1E-3},{"$f":"+AC138","v":1E-3},{"$f":"+AC139","v":1E-3},{"$f":"+AC140","v":1E-3},{"$f":"+AC141","v":1E-3},{"$f":"+AC142","v":1E-3},{"$f":"+AC143","v":1E-3},{"$f":"+AC144","v":1E-3},{"$f":"+AC145","v":1E-3},{"$f":"+AC146","v":1E-3},{"$f":"+AC147","v":1E-3},{"$f":"+AC148","v":1E-3},{"$f":"+AC149","v":1E-3},{"$f":"+AC150","v":1E-3},{"$f":"+AC151","v":1E-3},{"$f":"+AC152","v":1E-3},{"$f":"+AC153","v":1E-3},{"$f":"+AC154","v":1E-3},null,"Vrms/Vs",0.99739999999999995,0.99809999999999999,0.99739999999999995,0.99170000000000003,0.98740000000000006,0.98299999999999998,0.97860000000000003,0.97409999999999997,0.9698,0.96530000000000005,0.95640000000000003,0.94769999999999999,0.93879999999999997,0.92179999999999995,0.90920000000000001,0.09,0.09,0.09]
["A 1.5 to 5% Line Reactor will improve both %Vthd & &TDD with equivalent loss of voltage. ",null,null,null,null,null,null,null,null,null,null,null,null,"Wire size","Xl pvc, al","Rdc cu 1kf","Z(ohm/ft)",null,"Ampacity",null,null,null,null,null,null,null,null,null,null,"%Loading",null,{"$f":"+IF($H22=0,100,$H22)","v":100},{"$f":"+IF($H23=0,100,$H23)","v":100},{"$f":"+IF($H24=0,100,$H24)","v":100},{"$f":"+IF($H25=0,100,$H25)","v":100},{"$f":"+IF($H26=0,100,$H26)","v":100},{"$f":"+IF($H27=0,100,$H27)","v":100},{"$f":"+IF($H28=0,100,$H28)","v":100},{"$f":"+IF($H29=0,100,$H29)","v":100},{"$f":"+IF($H30=0,100,$H30)","v":100},{"$f":"+IF($H31=0,100,$H31)","v":100},{"$f":"+IF($H32=0,100,$H32)","v":100},{"$f":"+IF($H33=0,100,$H33)","v":100},{"$f":"+IF($H34=0,100,$H34)","v":100},{"$f":"+IF($H35=0,100,$H35)","v":100},{"$f":"+IF($H36=0,100,$H36)","v":100},{"$f":"+IF($H37=0,100,$H37)","v":100},{"$f":"+IF($H38=0,100,$H38)","v":100},{"$f":"+IF($H39=0,100,$H39)","v":100},{"$f":"+IF($H40=0,100,$H40)","v":100},{"$f":"+IF($H41=0,100,$H41)","v":100},{"$f":"+IF($H42=0,100,$H42)","v":100},{"$f":"+IF($H43=0,100,$H43)","v":100},{"$f":"+IF($H44=0,100,$H44)","v":100},{"$f":"+IF($H45=0,100,$H45)","v":100},{"$f":"+IF($H46=0,100,$H46)","v":100},null,null,null,null,null,null,null,"Vpri",{"$f":"+G6","v":13200},{"$f":"+G6","v":13200},{"$f":"+HLOOKUP(BO53,$BM$1:$CG$65,65,0)","v":13200},{"$f":"+HLOOKUP(BP53,$BM$1:$CG$65,65,0)","v":1E-3},{"$f":"+HLOOKUP(BQ53,$BM$1:$CG$65,65,0)","v":1E-3},1E-3,1E-3,1E-3,1E-3,1E-3,1E-3,1E-3,1E-3,1E-3,1E-3,1E-3,1E-3,1E-3,1E-3,1E-3,1E-3,null,"Vbus/Vs",1.3883000000000001,1.3904000000000001,1.3883000000000001,1.3779999999999999,1.36985,1.3620000000000001,1.3540000000000001,1.3463000000000001,1.3388,1.331,1.3165,1.3024,1.2885,1.2619,1.2428999999999999,0.5,0.5,0.5]
["    The  improvement amounts can be checked using the Calculator above adding the reactor % to %Zf.",null,null,null,null,null,null,null,null,null,null,null,null,0,1,1,9.9999999999999994E-12,0,0,null,"K=",{"$f":"746/1.732/V66/V67/V68","v":430.715935334873},{"$f":"746/1.732/W66/W67/W68","v":583.44804813555902},null,null,null,null,null,null,"ActMult",null,{"$f":"+IF(AF$54=6,10000/($G$9*AF64+0.00001),1)","v":1},1,1,1,1,1,1,1,1,1,1,1,1,1,1,1,1,1,1,1,1,1,1,1,1,null,null,null,null,null,null,null,"Vsec",1E-3,{"$f":"+G6","v":13200},{"$f":"+F12","v":480},{"$f":"+F13","v":0},{"$f":"+F14","v":0},{"$f":"+F15","v":0},{"$f":"+F16","v":0},{"$f":"+F17","v":0},{"$f":"+F18","v":0},{"$f":"+F19","v":0},{"$f":"+F20","v":0},{"$f":"+HLOOKUP(BX53,$BM$1:$CG$65,65,0)","v":1E-3},1E-3,1E-3,1E-3,1E-3,1E-3,1E-3,1E-3,1E-3,1E-3,null,"%I2nd",1.6733976776339487E-2,5.6892628866284404E-3,8.9625234199687445E-2,3.2455288000091771E-3,8.605662760164369E-3,5.8100214543923417E-2,0.12317242881745624,0.2036545285308608,0.22654776083903838,0.33743453853442068,0.48746651527264034,0.63191450505189695,0.73780687440357628,0.83587988707400318,0.86320320723856103,0.86320320723856103,0.86320320723856103,0.86320320723856103,2]
[null,null,null,null,null,null,null,null,null,null,null,null,null,"1",4.5999999999999999E-2,0.16,{"$f":"SQRT(O66^2+P66^2)/1000","v":1.6648123017325405E-4},1,130,null,"Effdrv=",1,0.96499999999999997,null,null,null,null,null,null,"Vinput",null,{"$f":"+HLOOKUP(AF53,$BM$1:$CG$65,65,0)","v":480},1E-3,1E-3,1E-3,1E-3,1E-3,1E-3,1E-3,1E-3,1E-3,1E-3,1E-3,1E-3,1E-3,1E-3,1E-3,1E-3,1E-3,1E-3,1E-3,1E-3,1E-3,1E-3,1E-3,1E-3,null," =Vinput",null,null,null,null,null,"%Znode",0,{"$f":"+N7-N6","v":2.2766646363371265E-4},{"$f":"+N6","v":2.0945351060780489E-3},{"$f":"+E13/(D13+0.00001)*BP55/$G$10","v":0},{"$f":"+E14/(D14+0.00001)*BQ55/$G$10","v":0},{"$f":"+$E15/($D15+0.00001)*BR55/$G$10","v":0},{"$f":"+$E16/($D16+0.00001)*BS55/$G$10","v":0},{"$f":"+$E17/($D17+0.00001)*BT55/$G$10","v":0},{"$f":"+$E18/($D18+0.00001)*BU55/$G$10","v":0},{"$f":"+$E19/($D19+0.00001)*BV55/$G$10","v":0},{"$f":"+$E20/($D20+0.00001)*BW55/$G$10","v":0},{"$f":"+VLOOKUP($K11,$N$65:$R$94,4,0)*$M11/($L11+0.00001)*746/G10*BX55/(BX64+0.00001)^2","v":0},{"$f":"+VLOOKUP($K12,$N$65:$R$94,4,0)*$M12/($L12+0.00001)*746/G10*BY55/(BY64+0.00001)^2","v":0},{"$f":"+VLOOKUP($K13,$N$65:$R$94,4,0)*$M13/($L13+0.00001)*746/G10*BZ55/(BZ64+0.00001)^2","v":0},{"$f":"+VLOOKUP($K14,$N$65:$R$94,4,0)*$M14/($L14+0.00001)*746/G10*CA55/(CA64+0.00001)^2","v":0},{"$f":"+VLOOKUP($K15,$N$65:$R$94,4,0)*$M15/($L15+0.00001)*746/G10*CB55/(CB64+0.00001)^2","v":0},{"$f":"+VLOOKUP($K16,$N$65:$R$94,4,0)*$M16/($L16+0.00001)*746/G10*CC55/(CC64+0.00001)^2","v":0},{"$f":"+VLOOKUP($K17,$N$65:$R$94,4,0)*$M17/($L17+0.00001)*746/G10*CD55/(CD64+0.00001)^2","v":0},{"$f":"+VLOOKUP($K18,$N$65:$R$94,4,0)*$M18/($L18+0.00001)*746/G10*CE55/(CE64+0.00001)^2","v":0},{"$f":"+VLOOKUP($K19,$N$65:$R$94,4,0)*$M19/($L19+0.00001)*746/G10*CF55/(CF64+0.00001)^2","v":0},{"$f":"+VLOOKUP($K20,$N$65:$R$94,4,0)*$M20/($L20+0.00001)*746/G10*CG55/(CG64+0.00001)^2","v":0},null,"%I3rd",2.9425384242893737,2.9912381489945816,3.2842843031546929,5.0979228242288306,7.0979985165049309,7.4646778095147317,5.2953670066117411,3.8133570488391761,2.895776727903955,2.3177071791913693,1.6360019945233881,1.2609649577666355,1.0245329856425842,0.75485984827996078,0.62965282789215504,0.62965282789215504,0.62965282789215504,0.62965282789215504,3]
["A  5th harmonic trap filter is sized for about a  KVAR  =  Drive KVA / 3. ",null,null,null,null,null,null,null,null,null,null,null,null,"1/0",4.3999999999999997E-2,0.127,1.3440610105199837E-4,{"$f":"+R66+1","v":2},150,null,"Effmtr=",1,0.85,null,null,null,null,null,null,"%Zatdrv",null,{"$f":"+IF(AF75=4,0,IF(AF75=7,0,$M22))","v":5},{"$f":"+IF(AG75=4,0,IF(AG75=7,0,$M23))","v":0},{"$f":"+IF(AH75=4,0,IF(AH75=7,0,$M24))","v":0},{"$f":"+IF(AI75=4,0,IF(AI75=7,0,$M25))","v":0},{"$f":"+IF(AJ75=4,0,IF(AJ75=7,0,$M26))","v":0},{"$f":"+IF(AK75=4,0,IF(AK75=7,0,$M27))","v":0},{"$f":"+IF(AL75=4,0,IF(AL75=7,0,$M28))","v":0},{"$f":"+IF(AM75=4,0,IF(AM75=7,0,$M29))","v":0},{"$f":"+IF(AN75=4,0,IF(AN75=7,0,$M30))","v":0},{"$f":"+IF(AO75=4,0,IF(AO75=7,0,$M31))","v":0},{"$f":"+IF(AP75=4,0,IF(AP75=7,0,$M32))","v":0},{"$f":"+IF(AQ75=4,0,IF(AQ75=7,0,$M33))","v":0},{"$f":"+IF(AR75=4,0,IF(AR75=7,0,$M34))","v":0},{"$f":"+IF(AS75=4,0,IF(AS75=7,0,$M35))","v":0},{"$f":"+IF(AT75=4,0,IF(AT75=7,0,$M36))","v":0},{"$f":"+IF(AU75=4,0,IF(AU75=7,0,$M37))","v":0},{"$f":"+IF(AV75=4,0,IF(AV75=7,0,$M38))","v":0},{"$f":"+IF(AW75=4,0,IF(AW75=7,0,$M39))","v":0},{"$f":"+IF(AX75=4,0,IF(AX75=7,0,$M40))","v":0},{"$f":"+IF(AY75=4,0,IF(AY75=7,0,$M41))","v":0},{"$f":"+IF(AZ75=4,0,IF(AZ75=7,0,$M42))","v":0},{"$f":"+IF(BA75=4,0,IF(BA75=7,0,$M43))","v":0},{"$f":"+IF(BB75=4,0,IF(BB75=7,0,$M44))","v":0},{"$f":"+IF(BC75=4,0,IF(BC75=7,0,$M45))","v":0},{"$f":"+IF(BD75=4,0,IF(BD75=7,0,$M46))","v":0},null," =%Ztotdrv",null,null,null,null,null,"%Znode/HP=",null,{"$f":"+BN66/(BN63+0.00001)","v":2.2720977199200876E-4},2.0924217601003478E-3,0,0,0,0,0,0,0,0,0,0,0,0,0,0,0,0,0,0,null,"%I4th",1.9268339675471011E-2,3.2778315310422058E-2,5.4311006667842096E-2,9.7454020473139343E-3,2.0338453832848324E-2,1.318899790895554E-2,8.1817638655608087E-3,2.5840523702329796E-3,7.4495378656745737E-3,4.2907438444338862E-3,9.0247344645238686E-3,7.9222196680758319E-3,5.8830068489180536E-3,6.3783565015753056E-3,7.019755070803527E-3,7.019755070803527E-3,7.019755070803527E-3,7.019755070803527E-3,4]
["     It is tuned to the 4.77th harmonic ",null,null,null,null,null,null,null,null,null,null,null,null,"10",0.05,1.26,1.2609916732476865E-3,{"$f":"+R67+1","v":3},35,null,"Pfin=",1,0.9,null,null,null,null,null,null,"%Zs=",null,{"$f":"+AF56*(HLOOKUP(AF80,$BM$1:$CG$70,67,0)+HLOOKUP(AF81,$BM$1:$CG$70,67,0)+HLOOKUP(AF82,$BM$1:$CG$70,67,0)+HLOOKUP(AF83,$BM$1:$CG$70,67,0)+HLOOKUP(AF84,$BM$1:$CG$70,67,0)+HLOOKUP(AF85,$BM$1:$CG$70,67,0)+HLOOKUP(AF86,$BM$1:$CG$70,67,0)+HLOOKUP(AF87,$BM$1:$CG$70,67,0)+HLOOKUP(AF88,$BM$1:$CG$70,67,0)+HLOOKUP(AF89,$BM$1:$CG$70,67,0)+HLOOKUP(AF90,$BM$1:$CG$70,67,0)+HLOOKUP(AF91,$BM$1:$CG$70,67,0)+HLOOKUP(AF92,$BM$1:$CG$70,67,0)+HLOOKUP(AF93,$BM$1:$CG$70,67,0)+HLOOKUP(AF94,$BM$1:$CG$70,67,0)+HLOOKUP(AF95,$BM$1:$CG$70,67,0)+HLOOKUP(AF96,$BM$1:$CG$70,67,0)+HLOOKUP(AF97,$BM$1:$CG$70,67,0)+HLOOKUP(AF98,$BM$1:$CG$70,67,0)+HLOOKUP(AF99,$BM$1:$CG$70,67,0)+HLOOKUP(AF100,$BM$1:$CG$70,67,0))","v":2.3196315320923567E-3},{"$f":"+AG56*(HLOOKUP(AG80,$BM$1:$CG$70,67,0)+HLOOKUP(AG81,$BM$1:$CG$70,67,0)+HLOOKUP(AG82,$BM$1:$CG$70,67,0)+HLOOKUP(AG83,$BM$1:$CG$70,67,0)+HLOOKUP(AG84,$BM$1:$CG$70,67,0)+HLOOKUP(AG85,$BM$1:$CG$70,67,0)+HLOOKUP(AG86,$BM$1:$CG$70,67,0)+HLOOKUP(AG87,$BM$1:$CG$70,67,0)+HLOOKUP(AG88,$BM$1:$CG$70,67,0)+HLOOKUP(AG89,$BM$1:$CG$70,67,0)+HLOOKUP(AG90,$BM$1:$CG$70,67,0)+HLOOKUP(AG91,$BM$1:$CG$70,67,0)+HLOOKUP(AG92,$BM$1:$CG$70,67,0)+HLOOKUP(AG93,$BM$1:$CG$70,67,0)+HLOOKUP(AG94,$BM$1:$CG$70,67,0)+HLOOKUP(AG95,$BM$1:$CG$70,67,0)+HLOOKUP(AG96,$BM$1:$CG$70,67,0)+HLOOKUP(AG97,$BM$1:$CG$70,67,0)+HLOOKUP(AG98,$BM$1:$CG$70,67,0)+HLOOKUP(AG99,$BM$1:$CG$70,67,0)+HLOOKUP(AG100,$BM$1:$CG$70,67,0))","v":0},0,0,0,0,0,0,0,0,0,0,0,0,0,0,0,0,0,0,0,0,0,0,0,{"$f":"+N7-N6","v":2.2766646363371265E-4},null,null,null,null,null,null,"%Zsbefnode=",null,{"$f":"+BF127","v":2.2766646363371265E-4},2.321974357672207E-3,0,0,0,0,0,0,0,0,0,0,0,0,0,0,0,0,0,0,null,"%I5th",6.470036040725631E-2,2.2843955037998354E-2,0.15432803231332162,1.8823182586801955E-2,3.1517778279624271E-2,4.4399400728197862E-2,3.1960449999671181E-2,1.9767327214502823E-2,1.2371857824655214E-2,1.0118779949994262E-2,5.1476812828945848E-3,2.1280455206161373E-3,1.3853461946245948E-3,2.1842070325014057E-3,6.8934802663912697E-3,6.8934802663912697E-3,6.8934802663912697E-3,6.8934802663912697E-3,5]
["     It should have at minimum a 5% series reactor or equivalent impedance transformer ahead of it ",null,null,null,null,null,null,null,null,null,null,null,null,"1000",3.6999999999999998E-2,1.32E-2,3.9284093473058529E-5,4,545,null,null,null,null,null,null,null,null,null,null,"%Zloop=",null,{"$f":"+MAX(AF67+AF68,0.1)","v":5.0023196315320924},{"$f":"+MAX(AG67+AG68,0.1)","v":0.1},0.1,0.1,0.1,0.1,0.1,0.1,0.1,0.1,0.1,0.1,0.1,0.1,0.1,0.1,0.1,0.1,0.1,0.1,0.1,0.1,0.1,0.1,0.1,null," =%Zloop6=",null,null,null,null,null,"%Zfaftnode=",null,{"$f":"+AD107","v":5.0070926315447455},{"$f":"+AD108","v":5},{"$f":"+AD109","v":{"$error":"#DIV/0!"}},{"$f":"+AD110","v":{"$error":"#DIV/0!"}},{"$f":"+AD111","v":{"$error":"#DIV/0!"}},{"$f":"+AD112","v":{"$error":"#DIV/0!"}},{"$f":"+AD113","v":{"$error":"#DIV/0!"}},{"$f":"+AD114","v":{"$error":"#DIV/0!"}},{"$f":"+AD115","v":{"$error":"#DIV/0!"}},{"$f":"+AD116","v":{"$error":"#DIV/0!"}},{"$f":"+AD117","v":{"$error":"#DIV/0!"}},{"$f":"+AD118","v":{"$error":"#DIV/0!"}},{"$f":"+AD119","v":{"$error":"#DIV/0!"}},{"$f":"+AD120","v":{"$error":"#DIV/0!"}},{"$f":"+AD121","v":{"$error":"#DIV/0!"}},{"$f":"+AD122","v":{"$error":"#DIV/0!"}},{"$f":"+AD123","v":{"$error":"#DIV/0!"}},{"$f":"+AD124","v":{"$error":"#DIV/0!"}},{"$f":"+AD125","v":{"$error":"#DIV/0!"}},{"$f":"+AD126","v":{"$error":"#DIV/0!"}},null,"%I6th",0.11515460283423772,1.9737229322626431E-2,6.9060189420087376E-2,6.1368364224650375E-3,2.506520826201011E-2,7.7674890706409105E-3,6.693690546854497E-3,4.0693104098742886E-3,2.9048606200293959E-3,2.0481552475595556E-3,1.0811580262113695E-3,6.592900549218416E-3,4.9677341651571697E-3,4.5849607996872451E-3,7.8328229676031952E-3,7.8328229676031952E-3,7.8328229676031952E-3,7.8328229676031952E-3,6]
["         to isolate it from other equipment on the utility line.",null,null,null,null,null,null,null,null,null,null,null,null,"12",5.3999999999999999E-2,2.0099999999999998,2.0107252422944311E-3,5,25,null,null,null,null,null,null,null,null,null,null,"%VMult",null,{"$f":"+HLOOKUP(AF53,$BM$1:$CG$70,61,0)*AF56/$U$12","v":0},0,0,0,0,0,0,0,0,0,0,0,0,0,0,0,0,0,0,0,0,0,0,0,0,null,null,null,null,null,null,null,"%Zs/Hpnode",{"$f":"(HLOOKUP(BM80,$BM$1:$CG$70,62,0)+HLOOKUP(BM81,$BM$1:$CG$70,62,0)+HLOOKUP(BM82,$BM$1:$CG$70,62,0)+HLOOKUP(BM83,$BM$1:$CG$70,62,0)+HLOOKUP(BM84,$BM$1:$CG$70,62,0)+HLOOKUP(BM85,$BM$1:$CG$70,62,0)+HLOOKUP(BM86,$BM$1:$CG$70,62,0)+HLOOKUP(BM87,$BM$1:$CG$70,62,0)+HLOOKUP(BM88,$BM$1:$CG$70,62,0)+HLOOKUP(BM89,$BM$1:$CG$70,62,0)+HLOOKUP(BM90,$BM$1:$CG$70,62,0)+HLOOKUP(BM91,$BM$1:$CG$70,62,0)+HLOOKUP(BM92,$BM$1:$CG$70,62,0)+HLOOKUP(BM93,$BM$1:$CG$70,62,0)+HLOOKUP(BM94,$BM$1:$CG$70,62,0)+HLOOKUP(BM95,$BM$1:$CG$70,62,0)+HLOOKUP(BM96,$BM$1:$CG$70,62,0)+HLOOKUP(BM97,$BM$1:$CG$70,62,0)+HLOOKUP(BM98,$BM$1:$CG$70,62,0)+HLOOKUP(BM99,$BM$1:$CG$70,62,0)+HLOOKUP(BM100,$BM$1:$CG$70,62,0))","v":0},1,2,0,0,0,0,0,0,0,0,0,0,0,0,0,0,0,0,0,0,null,"%I7th",4.6423943707705174E-2,4.1014055823097119E-2,2.0773822496714906E-2,5.0882578063590452E-3,2.6713088636927687E-2,4.9598330808444967E-2,3.2812865664175406E-2,1.9618732457884445E-2,1.4407245410910997E-2,9.8259161165843347E-3,5.3341710885624815E-3,5.4694887765868224E-3,3.0864856100119627E-3,6.4608879894137231E-3,8.3643706030179614E-3,8.3643706030179614E-3,8.3643706030179614E-3,8.3643706030179614E-3,7]
["     It should not be sized too much different than that as:",null,null,null,null,null,null,null,null,null,null,null,null,"1250",3.6999999999999998E-2,1.06E-2,3.8488439822887076E-5,6,590,null,null,{"$f":"+U16","v":1.0953929148125201},null,null,null,null,null,null,null,{"$f":"+SUM(AF71:BD71)","v":0},null,{"$f":"+AF70*AF30","v":0},0,0,0,0,0,0,0,0,0,0,0,0,0,0,0,0,0,0,0,0,0,0,0,0,null,null,null,null,null,null,null,null,{"$f":"+BM74*BM70","v":0},1,2,0,0,0,0,0,0,0,0,0,0,0,0,0,0,0,0,0,0,null,"%I8th",0.18926442449673719,4.0911034298763568E-2,4.8946543826927973E-2,2.641725247618226E-3,1.2851087480505273E-2,2.8399215427950958E-3,4.5149251536207033E-3,8.3724003005767496E-3,5.1880950691792389E-3,6.173072414986905E-4,1.1220594049771854E-2,7.1565156470080604E-3,7.3956578998199711E-3,4.2736492806342546E-3,7.9298627970733858E-3,7.9298627970733858E-3,7.9298627970733858E-3,7.9298627970733858E-3,8]
["         Much smaller and the trap current may be too high",null,null,null,null,null,null,null,null,null,null,null,null,"14",5.8000000000000003E-2,3.19,{"$f":"SQRT(O72^2+P72^2)/1000","v":3.1905272291582153E-3},7,20,null,1,0.91,null,null,null,null,null,null,null,null,"%Z*HP=",{"$f":"+AF56*AF67","v":5},0,0,0,0,0,0,0,0,0,0,0,0,0,0,0,0,0,0,0,0,0,0,0,0,null,null,null,null,null,null,null,null,null,1,{"$f":"+COUNTIF($BD$80:$BD$100,BO1)","v":0},0,0,0,0,0,0,0,0,0,0,0,0,0,0,0,0,0,0,null,"%I9th",2.0675296037575337,0.4711928670397651,0.55353895067074477,0.60141939676369682,0.94099927801685168,1.0256266085920311,0.74301074697683078,0.56272562618007893,0.44611019671567581,0.3708027725219033,0.27465413111688342,0.21985343285407649,0.18760001970900511,0.14614191512530211,0.12394145102797706,0.12394145102797706,0.12394145102797706,0.12394145102797706,9]
["         Much larger and the input power factor will be too leading.",null,null,null,null,null,null,null,null,null,null,null,null,"1500",3.6999999999999998E-2,8.3300000000000006E-3,3.7926097874682543E-5,8,625,null,2,0.96,null,null,null,null,null,null,null,null,"Index",{"$f":"HLOOKUP(AF69,$CI$3:$CX$53,51,1)","v":7},1,1,1,1,1,1,1,1,1,1,1,1,1,1,1,1,1,1,1,1,1,1,1,1,null," =Index",null,null,null,null,null,"%Zn*HPdrv/HPd&m=",null,{"$f":"+BN66*BN63/(BN60+0.00001)","v":2.2811951536582637E-4},2.0966086750973754E-3,0,0,0,0,0,0,0,{"$f":"+BW66*BW63/(BW60+0.001)","v":0},{"$f":"+BX66*BX63/(BX60+0.00001)","v":0},0,0,0,0,0,0,0,0,0,null,"%I10th",9.9932601024817214E-2,2.9332031699670566E-2,4.4854729267268037E-2,7.3311430234462615E-3,1.6216349414483655E-3,1.2690875901455829E-2,1.5260286831768765E-2,1.1442320814617171E-2,2.8253081845984702E-2,3.1542657136140191E-2,5.3077804986367425E-2,6.9594326426636391E-2,8.4634500332967266E-2,0.10724174299154839,0.10965245868665573,0.10965245868665573,0.10965245868665573,0.10965245868665573,10]
["     It will reduce %TDD to about 1/3 of 6 pulse level without trap",null,null,null,null,null,null,null,null,null,null,null,null,"1750",3.6999999999999998E-2,7.5599999999999999E-3,3.7764448890457804E-5,9,650,null,3,0.98,null,null,null,null,null,null,null,null,"InterpFactor",{"$f":"+(AF69-HLOOKUP(AF73,$CI$1:$DA$3,3,0))/(HLOOKUP(AF73+1,$CI$1:$DA$3,3,0)-HLOOKUP(AF73,$CI$1:$CX$3,3,0))","v":2.3196315320923588E-3},0,0,0,0,0,0,0,0,0,0,0,0,0,0,0,0,0,0,0,0,0,0,0,0,null," =InterpFactor",null,null,null,null,null,"inPCCSpath=",0,{"$f":"+COUNTIF($BK$80:$BK$100,BN1)","v":1},1,0,0,0,0,0,0,0,0,0,0,0,0,0,0,0,0,0,0,null,"%I11th",56.147617043066411,21.04597195306479,10.534256949506108,8.3388696942095297,8.2713027850497447,7.0967440820214822,6.2074600607407717,5.7088153923855165,5.2709086324780436,4.913234326188288,4.3590724905976028,3.9378369634893344,3.6076908312157592,3.1166934147106939,2.826277092891087,2.826277092891087,2.826277092891087,2.826277092891087,11]
["     If this is not enough to meet IEE519 then other mitigating means should be used.",null,null,null,null,null,null,null,null,null,null,null,null,"2",4.4999999999999998E-2,0.20100000000000001,2.0597572672526249E-4,10,115,null,4,0.9,null,null,null,null,null,null,null,null,"ConvType",{"$f":"+IF($D22<1,9,$D22)","v":1},{"$f":"+IF($D23<1,9,$D23)","v":9},{"$f":"+IF($D24<1,9,$D24)","v":9},{"$f":"+IF($D25<1,9,$D25)","v":9},{"$f":"+IF($D26<1,9,$D26)","v":9},{"$f":"+IF($D27<1,9,$D27)","v":9},{"$f":"+IF($D28<1,9,$D28)","v":9},{"$f":"+IF($D29<1,9,$D29)","v":9},{"$f":"+IF($D30<1,9,$D30)","v":9},{"$f":"+IF($D31<1,9,$D31)","v":9},{"$f":"+IF($D32<1,9,$D32)","v":9},{"$f":"+IF($D33<1,9,$D33)","v":9},{"$f":"+IF($D34<1,9,$D34)","v":9},{"$f":"+IF($D35<1,9,$D35)","v":9},{"$f":"+IF($D36<1,9,$D36)","v":9},{"$f":"+IF($D37<1,9,$D37)","v":9},{"$f":"+IF($D38<1,9,$D38)","v":9},{"$f":"+IF($D39<1,9,$D39)","v":9},{"$f":"+IF($D40<1,9,$D40)","v":9},{"$f":"+IF($D41<1,9,$D41)","v":9},{"$f":"+IF($D42<1,9,$D42)","v":9},{"$f":"+IF($D43<1,9,$D43)","v":9},{"$f":"+IF($D44<1,9,$D44)","v":9},{"$f":"+IF($D45<1,9,$D45)","v":9},{"$f":"+IF($D46<1,9,$D46)","v":9},null," =ConvType",null,null,null,null,null,"inPCCLpath=",null,{"$f":"+IF(BN74=1,0,COUNTIF(BN$80:BN$100,BN1))","v":0},0,1,1,1,1,1,1,1,1,1,1,1,1,1,1,1,1,1,1,null,"%I12th",1.3663341915059302E-2,3.6627311932839718E-2,1.6587379365197275E-2,1.0192171408795882E-2,9.6555299792033186E-3,1.0827402350121541E-2,7.5352944029719792E-3,3.3093782839524631E-3,1.0739516923281182E-2,1.9210923179251549E-2,4.296940327188311E-2,7.484939663007488E-2,0.10480122184786818,0.14578001084125142,0.152449412442826,0.152449412442826,0.152449412442826,0.152449412442826,12]
["A Mirus filter will have %Ithd less than 8%",null,null,null,null,"Use only with ACS600 drives in DTC mode.",null,null,null,null,null,null,null,"2/0",4.2999999999999997E-2,0.10100000000000001,1.0977249200050076E-4,11,195,null,5,0.93,null,null,null,null,null,null,null,null,"%Ithd",{"$f":"+SQRT(SUMSQ(AF3:AF51))","v":40.443670299102102},0,0,0,0,0,0,0,0,0,0,0,0,0,0,0,0,0,0,0,0,0,0,0,0,null," =%Ithd",null,null,null,null,null,"%Ithd",null,{"$f":"+SQRT(SUMSQ(BN3:BN51))","v":40.362944410281564},40.403267032070033,0,0,0,0,0,0,0,0,0,0,0,0,0,0,0,0,0,0,null,"%I13th",45.69475965657044,11.040723591590107,7.9025082329939407,5.4737306509528834,3.5423123704675925,2.9177070488098851,2.9553969286173802,2.7282204915699673,2.5784133573371153,2.4588897549656927,2.2753410181724587,2.1247766223454443,1.99452694184109,1.7822700470609976,1.647009260548193,1.647009260548193,1.647009260548193,1.647009260548193,13]
["A 12 pulse drive will reduce %TDD to about 1/5 of 6 pulse level. ",null,null,null,null,null,null,null,null,null,null,null,null,"2000",3.5999999999999997E-2,6.62E-3,3.6603611843641874E-5,12,665,null,6,0.99,null,null,null,null,null,null,null,null,"Ih=",{"$f":"+AF76/100*AF56*430/$G$10/(AF66+0.00001)","v":0.44183886855452326},0,0,0,0,0,0,0,0,0,0,0,0,0,0,0,0,0,0,0,0,0,0,0,0,null," =Ih",null,null,null,null,null,"Ih=",null,{"$f":"+BN76/100*BN63*430/$G$10/$U$11","v":0.44183887775949976},{"$f":"+BO76/100*BO63*430/$G$10/$U$11","v":0.44183887775949959},0,0,0,0,0,0,0,0,0,0,0,0,0,0,0,0,0,0,null,"%I14th",3.8700692330743282E-2,3.2363683501625391E-2,3.5908204620314896E-2,8.199630732997315E-3,9.4170860300758004E-4,7.3922745757873101E-3,9.9447703743687031E-3,1.4286871012907832E-2,4.5981013723159934E-3,1.7429639688644447E-2,2.1423744206352111E-2,3.1537244774717872E-2,4.0398398636414957E-2,5.1630131773082052E-2,6.0548004657987112E-2,6.0548004657987112E-2,6.0548004657987112E-2,6.0548004657987112E-2,14]
["12 pulse %Ithd level will be less than 5% if the loop impedamce is greater than 9%",null,null,null,null,null,null,null,null,null,null,null,null,"250",4.1000000000000002E-2,5.3499999999999999E-2,6.7403634916820337E-5,13,255,null,7,0.9,null,null,null,null,null,null,null,null,null,null,null,null,null,null,null,null,null,null,null,null,null,null,null,null,null,null,null,null,null,null,null,null,null,null,null,null,null,null,null,null,null,null,null,null,null,null,null,null,null,null,null,null,null,null,null,null,null,null,null,null,null,null,null,null,"%I15th",0.70986255436832357,0.47303406632757494,0.37155452956179824,0.33344337535862717,0.49962525420684478,0.53446126246636894,0.41154789291395233,0.30295470238048333,0.24065007229714386,0.2003079958830925,0.15447812917472231,0.12882982231033779,0.11307143143278975,9.1336612641657364E-2,8.0578178901809822E-2,8.0578178901809822E-2,8.0578178901809822E-2,8.0578178901809822E-2,15]
["An 18 pulse drive will always have %Ithd less than 5%.",null,null,null,null,null,null,null,null,null,null,null,null,"3",4.7E-2,0.254,2.5831182706178977E-4,14,100,null,8,1,null,null,null,null,null,null,null,null,"Path Calculator",null,null,null,null,null,null,null,null,null,null,null,null,null,null,null,null,null,null,null,null,null,null,null,null,null,"Path from PCC",null,null,"Hpunode",{"$f":"+VLOOKUP(D9,$Z$135:$AE$155,4,0)","v":1.0009999999999999},"%Znode","PCC",null,null,"Node fed from",null,null,null,null,null,null,null,null,null,null,null,null,null,null,null,null,null,null,null,null,"%I16th",1.8287425162490132E-2,9.1218456291417942E-3,2.5577256710294715E-2,6.100953870635451E-3,1.5337217594765674E-2,6.5173160115239498E-3,4.2910962018053739E-3,5.6138699012358373E-3,5.7740839196722613E-3,1.1761279900872629E-3,6.7307175654494336E-3,7.7291494432591788E-3,7.7224145741071754E-3,4.8316518026640309E-3,4.6662961481765842E-3,4.6662961481765842E-3,4.6662961481765842E-3,4.6662961481765842E-3,16]
[null,null,null,null,null,null,null,null,null,null,null,null,null,"3/0",4.2000000000000003E-2,7.9699999999999993E-2,9.0089344541960118E-5,15,200,null,9,1,null,null,null,null,null,null,null,null,"FedFrom",{"$f":"+C22","v":"T1"},{"$f":"+C23","v":0},{"$f":"+C24","v":0},{"$f":"+C25","v":0},{"$f":"+C26","v":0},{"$f":"+C27","v":0},{"$f":"+C28","v":0},{"$f":"+C29","v":0},{"$f":"+C30","v":0},{"$f":"+C31","v":0},{"$f":"+C32","v":0},{"$f":"+C33","v":0},{"$f":"+C34","v":0},{"$f":"+C35","v":0},{"$f":"+C36","v":0},{"$f":"+C37","v":0},{"$f":"+C38","v":0},{"$f":"+C39","v":0},{"$f":"+C40","v":0},{"$f":"+C41","v":0},{"$f":"+C42","v":0},{"$f":"+C43","v":0},{"$f":"+C44","v":0},{"$f":"+C45","v":0},{"$f":"+C46","v":0},{"$f":"+D9","v":"T1"},null,null,{"$f":"+HLOOKUP(BK80,$BM$1:$CG$75,63,0)","v":1.0009999999999999},{"$f":"+VLOOKUP(BK80,$Z$135:$AE$155,3,0)","v":1},{"$f":"+HLOOKUP(BK80,$BM$1:$CG$75,66,0)","v":2.0945351060780489E-3},{"$f":"+D9","v":"T1"},"Node",0,"utility","t1","t2","t3","t4","t5","t6","t7","t8","t9","b1","b2","b3","b4","b5","b6","b7","b8","b9","b10",null,"%I17th",1.0907057161764221E-2,8.6444011326905611E-3,1.6113763135671082E-2,6.2226364891743817E-3,2.6689850455643451E-2,4.0981416601334031E-2,3.0520355387707906E-2,1.7783100668554916E-2,1.3759222757496047E-2,9.480384766755964E-3,7.9644423526298701E-3,7.3696789631884805E-3,7.3941815375767345E-3,4.3734202979195903E-3,1.8165844390157528E-3,1.8165844390157528E-3,1.8165844390157528E-3,1.8165844390157528E-3,17]
[null,null,null,null,null,null,null,null,null,null,null,null,null,"300",4.1000000000000002E-2,4.4600000000000001E-2,6.058184546545277E-5,16,285,null,10,0.93,null,null,null,null,null,null,null,null,"Path",{"$f":"+HLOOKUP(AF80,$BK$1:$CG$53,53,0)","v":"utility"},0,0,0,0,0,0,0,0,0,0,0,0,0,0,0,0,0,0,0,0,0,0,0,0,"utility",null,null,{"$f":"+HLOOKUP(BK81,$BM$1:$CG$75,63,0)","v":1.0019999999999998},{"$f":"+VLOOKUP(BK81,$Z$135:$AE$155,3,0)","v":1},{"$f":"+HLOOKUP(BK81,$BM$1:$CG$75,66,0)","v":2.2766646363371265E-4},{"$f":"+HLOOKUP(BK80,$BK$1:$CG$53,53,0)","v":"utility"},"FedFrom",0,0,{"$f":"+C12","v":"Utility"},{"$f":"+C13","v":0},{"$f":"+C14","v":0},{"$f":"+C15","v":0},{"$f":"+C16","v":0},{"$f":"+C17","v":0},{"$f":"+C18","v":0},{"$f":"+C19","v":0},{"$f":"+C20","v":0},{"$f":"+J11","v":0},{"$f":"+J12","v":0},{"$f":"+J13","v":0},{"$f":"+J14","v":0},{"$f":"+J15","v":0},{"$f":"+J16","v":0},{"$f":"+J17","v":0},{"$f":"+J18","v":0},{"$f":"+J19","v":0},{"$f":"+J20","v":0},null,"%I18th",6.9417892271136622E-2,8.2787448568319502E-3,2.6956314822135754E-2,4.1665608189221156E-3,1.9845993324342705E-2,3.4857590951092002E-3,5.2518781234033272E-3,4.3866714947528801E-3,1.4373757864485329E-3,8.0177436289160609E-4,3.285718778493347E-3,3.8227763309891974E-3,1.9156907046282727E-3,3.4038981814371351E-3,2.6470510905977954E-3,2.6470510905977954E-3,2.6470510905977954E-3,2.6470510905977954E-3,18]
[null,null,null,null,null,null,null,null,null,null,null,null,null,"350",0.04,3.8199999999999998E-2,5.5310396852671375E-5,17,310,null,11,0.98,null,null,null,null,null,null,null,null,null,{"$f":"+HLOOKUP(AF81,$BK$1:$CG$53,53,0)","v":0},0,0,0,0,0,0,0,0,0,0,0,0,0,0,0,0,0,0,0,0,0,0,0,0,0,null,null,0,0,0,{"$f":"+HLOOKUP(BK81,$BK$1:$CG$53,53,0)","v":0},null,0,0,{"$f":"+HLOOKUP(BO$53,$BK$1:$CG$53,53,0)","v":0},0,0,0,0,0,0,0,0,0,0,0,0,0,0,0,0,0,0,null,"%I19th",5.5733028406358314E-3,1.2692969470371532E-2,5.5218256315667123E-3,4.1282727332082542E-3,2.4820343316656363E-2,5.0104666884822263E-2,2.8751854659752354E-2,2.1262113908036222E-2,1.4835752267629027E-2,1.0676786034851792E-2,7.1914552594838548E-3,6.2559741988198695E-3,4.5161341558345065E-3,2.7100217997224336E-3,1.3768480044576788E-3,1.3768480044576788E-3,1.3768480044576788E-3,1.3768480044576788E-3,19]
[null,"p28","%TDD=SqrtSum %TDDh",null,null,null,null,null,null,null,null,null,null,"4",4.8000000000000001E-2,0.32100000000000001,3.245689449100145E-4,18,85,null,null,null,null,null,null,null,null,null,null,null,null,{"$f":"+HLOOKUP(AF82,$BK$1:$CG$53,53,0)","v":0},0,0,0,0,0,0,0,0,0,0,0,0,0,0,0,0,0,0,0,0,0,0,0,0,0,null,null,0,0,0,0,null,0,0,{"$f":"+HLOOKUP(BO82,$BK$1:$CG$53,53,0)","v":0},0,0,0,0,0,0,0,0,0,0,0,0,0,0,0,{"$f":"+HLOOKUP(CE82,$BK$1:$CG$53,53,0)","v":0},0,0,null,"%I20th",1.8441409475597116E-2,1.1776206094228973E-2,2.280921374983844E-2,5.0305128125521419E-3,1.3121270341819046E-2,7.4317498203080295E-3,6.3873337613861159E-3,5.5925980197134694E-3,4.2396443897366222E-3,8.5694456502540364E-4,7.0421334252453857E-3,5.5126412029164081E-3,3.7084761668363807E-3,1.2263595953319005E-3,1.5329179926344514E-3,1.5329179926344514E-3,1.5329179926344514E-3,1.5329179926344514E-3,20]
[null,"aa3:aa51","%TDDh=0.91/HPused@pcc/Idmd/Idrv*Sumall25drvs[HPuseddrv*InPath(1,0)*(%HARMhdrv(Zloop)-%HARMhactfilt)]",null,null,null,null,null,null,null,null,null,null,"4/0",4.1000000000000002E-2,6.2600000000000003E-2,7.4831544150845899E-5,19,230,null,null,null,null,null,null,null,null,null,null,null,null,0,0,0,0,0,0,0,0,0,0,0,0,0,0,0,0,0,0,0,0,0,0,0,0,0,0,null,null,0,0,0,0,null,0,0,0,0,0,0,0,0,0,0,0,0,0,0,0,0,0,0,0,0,0,null,"%I21th",2.7538653797198075E-2,0.27720598721472217,0.23239564390450759,0.23055159045218543,0.3712653651124429,0.42460916504798119,0.30723479018011263,0.24140942062192514,0.19352635048560113,0.16193102308459181,0.1216597344196499,9.771051041695672E-2,8.222233854997453E-2,6.3013526356490074E-2,5.3507962269861535E-2,5.3507962269861535E-2,5.3507962269861535E-2,5.3507962269861535E-2,21]
[null,null,"Path=1 if drive is in path of PCC else 0",null,null,null,null,null,null,null,null,null,null,"400",0.04,3.3099999999999997E-2,5.1919264247483326E-5,20,335,null,null,null,null,null,null,null,null,null,null,null,null,0,0,0,0,0,0,0,0,0,0,0,0,0,0,0,0,0,0,0,0,0,0,0,0,0,0,null,null,0,0,0,0,null,0,0,0,0,0,0,0,0,0,0,0,0,0,0,0,0,0,0,0,0,0,null,"%I22th",4.1585082019574386E-2,3.2858851161807652E-2,2.1100986913932938E-2,7.1304715893018835E-3,2.72722942999309E-3,8.8704807143368102E-3,9.094734263029966E-3,3.2668514580803574E-3,1.0612432199768724E-2,1.1826361242993765E-2,2.1967873074003427E-2,2.7220718771123895E-2,3.4141405737458608E-2,4.4522508063544998E-2,4.5532246012280987E-2,4.5532246012280987E-2,4.5532246012280987E-2,4.5532246012280987E-2,22]
[null,"af3:bd51","HARMhdrv=Hlookup[%Zloopdrv,Hdata,Index,0]+Interpolation",null,null,null,null,null,null,null,null,null,null,"500",3.9E-2,2.6499999999999999E-2,4.7151352048483189E-5,21,380,null,null,null,null,null,null,null,null,null,null,null,null,0,0,0,0,0,0,0,0,0,0,0,0,0,0,0,0,0,0,0,0,0,0,0,0,0,0,null,null,0,0,0,0,null,0,0,0,0,0,0,0,0,0,0,0,0,0,0,0,0,0,0,0,0,0,null,"%I23th",6.5562006656009686,3.4958555661378261,2.966680385961892,2.2238049001757774,2.1431916284939443,1.871912232116576,1.5276412639007861,1.4203952972611971,1.3076150805436511,1.2081681131981084,1.0535700380256701,0.9308043908412833,0.83633993708144039,0.70082793563508217,0.61945383258949616,0.61945383258949616,0.61945383258949616,0.61945383258949616,23]
[null,"af69:bd69","%Zloop=HPdrv*SumInPath[%Znode/Hpnode]+%Zdrv",null,null,null,null,null,null,null,null,null,null,"6",5.0999999999999997E-2,0.51,5.1254365667716541E-4,22,65,null,null,null,null,null,null,null,null,null,null,null,null,0,0,0,0,0,0,0,0,0,0,0,0,0,0,0,0,0,0,0,0,0,0,0,0,0,0,null,null,0,0,0,0,null,0,0,0,0,0,0,0,0,0,0,0,0,0,0,0,0,0,0,0,0,0,null,"%I24th",7.8955532718252269E-3,3.1784340953180737E-2,1.0832679432909227E-2,1.0709153221055524E-2,4.6132705124143133E-3,9.7479109261182327E-3,8.3117241943571861E-3,5.9958624340290161E-3,9.7609698793371894E-3,1.4431757898786401E-2,2.617198709620687E-2,4.2500999753912312E-2,5.6457799800719008E-2,7.2458944666569852E-2,7.4660098266103148E-2,7.4660098266103148E-2,7.4660098266103148E-2,7.4660098266103148E-2,24]
[null,null,"Index=Line# + 52 * (ConvType#-1)",null,null,null,null,null,null,null,null,null,null,"600",3.9E-2,2.23E-2,4.4925382580452223E-5,23,420,null,null,null,null,null,null,null,null,null,null,null,null,0,0,0,0,0,0,0,0,0,0,0,0,0,0,0,0,0,0,0,0,0,0,0,0,0,0,null,null,0,0,0,0,null,0,0,0,0,0,0,0,0,0,0,0,0,0,0,0,0,0,0,0,0,0,null,"%I25th",5.5201328842475661,3.0355174060958903,1.9719110979592223,1.222193087934333,0.98320000017475662,0.83160841510810546,1.0041435786903905,0.92170999343033866,0.8667406493405706,0.81864329625348464,0.74369085056749196,0.67409350674276147,0.61579824600715982,0.52603574648160278,0.46786943951722648,0.46786943951722648,0.46786943951722648,0.46786943951722648,25]
[null,null,"Interpolation =",null,null,null,null,null,null,null,null,null,null,"700",3.9E-2,1.89E-2,4.3338320225869392E-5,24,460,null,null,null,null,null,null,null,null,null,null,null,null,0,0,0,0,0,0,0,0,0,0,0,0,0,0,0,0,0,0,0,0,0,0,0,0,0,0,null,null,0,0,0,0,null,0,0,0,0,0,0,0,0,0,0,0,0,0,0,0,0,0,0,0,0,0,null,"%I26th",2.4334531801025221E-2,2.654320735448416E-2,1.2851874755798057E-2,7.8033156753522254E-3,4.0417222158897637E-3,7.8652623189153312E-3,9.0099662943136892E-3,7.1088269494019871E-3,4.4759736875354316E-3,7.1112902143608391E-3,8.6979674835297796E-3,1.602463834746418E-2,2.1099447436357111E-2,2.6205106040944465E-2,3.0955816331338124E-2,3.0955816331338124E-2,3.0955816331338124E-2,3.0955816331338124E-2,26]
[null,null,"%Ithd=%TDD*Idmdpcc/Ifpcc",null,null,null,null,null,null,null,null,null,null,"750",3.7999999999999999E-2,1.7600000000000001E-2,4.1877917808792744E-5,25,475,null,null,null,null,null,null,null,null,null,null,null,null,0,0,0,0,0,0,0,0,0,0,0,0,0,0,0,0,0,0,0,0,0,0,0,0,0,0,null,null,0,0,0,0,null,0,0,0,0,0,0,0,0,0,0,0,0,0,0,0,0,0,0,0,0,0,null,"%I27th",0.19614866404917825,0.14917780217035079,0.21833131228588779,0.15284212331591746,0.21062848488394514,0.23376038991655407,0.20632487779830069,0.15868910818921259,0.13222103117804337,0.11292487706025747,9.0320623525074584E-2,7.5052649039225219E-2,6.4610172137899269E-2,5.1953976751747191E-2,4.4818869139944949E-2,4.4818869139944949E-2,4.4818869139944949E-2,4.4818869139944949E-2,27]
[null,null,"%Ithdh=",null,null,null,null,null,null,null,null,null,null,"8",5.1999999999999998E-2,0.78600000000000003,7.877182237323191E-4,26,50,null,null,null,null,null,null,null,null,null,null,null,null,0,0,0,0,0,{"$f":"+HLOOKUP(AK90,$BK$1:$CG$53,53,0)","v":0},0,0,0,0,0,0,0,0,0,0,0,0,0,0,0,{"$f":"+HLOOKUP(BA90,$BK$1:$CG$53,53,0)","v":0},0,0,0,0,null,null,0,0,0,0,null,0,0,0,0,0,0,0,0,0,0,0,0,0,0,0,0,0,0,0,0,0,null,"%I28th",2.4676318987774382E-2,2.0604293910983433E-3,1.0075157642158541E-2,4.0954226297566692E-3,1.5528172189634619E-2,4.5453581254930034E-3,4.0900941075291408E-3,5.5305869605729715E-3,5.8692714581984303E-3,1.1388109278563426E-3,5.274941161339042E-3,4.3534315250504437E-3,4.0404945625782283E-3,4.4038362518078735E-3,5.180242041832487E-3,5.180242041832487E-3,5.180242041832487E-3,5.180242041832487E-3,28]
[null,"p30","%Vthd=SqrtSum%Vthdh",null,null,null,null,null,null,null,null,null,null,"800",3.7999999999999999E-2,1.66E-2,4.146757769631595E-5,27,490,null,null,null,null,null,null,null,null,null,null,null,null,0,0,0,0,0,0,0,0,0,0,0,0,0,0,0,0,0,0,0,0,0,0,0,0,0,0,null,null,0,0,0,0,null,0,0,0,0,0,0,0,0,0,0,0,0,0,0,0,0,0,0,0,0,0,null,"%I29th",4.0787848178104897E-3,1.0088243098481987E-2,2.313389964819014E-2,6.5366180982534237E-3,2.5396393965785496E-2,3.2790345871643679E-2,2.7461309792021951E-2,1.5819577424720989E-2,1.1408584320341973E-2,8.2530511904299608E-3,5.9385032650724947E-3,5.6393648046837953E-3,5.5295178007702186E-3,4.9714118253196488E-3,4.1086431255510994E-3,4.1086431255510994E-3,4.1086431255510994E-3,4.1086431255510994E-3,29]
[null,"z3:z51","%Vthdh=HarmNo/130*Sum[HARMhdrv*",null,null,null,null,null,null,null,null,null,null,"900",3.7999999999999999E-2,1.47E-2,4.074420204151751E-5,28,520,null,null,null,null,null,null,null,null,null,null,null,null,0,0,0,0,0,0,0,0,0,0,0,0,0,0,0,0,0,0,0,0,0,0,0,0,0,0,null,null,0,0,0,0,null,0,0,0,0,0,0,0,0,0,0,0,0,0,0,0,0,0,0,0,0,0,null,"%I30th",4.4162642363631446E-2,4.7846853807181084E-3,2.2680486241704066E-2,4.0931502806429796E-3,1.8456552091572657E-2,3.9922506542748168E-3,5.753408469096763E-3,2.1807973675408189E-3,7.462453165326731E-4,2.8567650652421857E-4,2.6780534259113267E-3,3.0867506542619281E-3,3.084246590011643E-3,3.7407794790859521E-4,8.3674950211658943E-4,8.3674950211658943E-4,8.3674950211658943E-4,8.3674950211658943E-4,30]
[null,null,null,null,null,null,null,null,null,null,null,null,null,null,1,1,9.9999999999999994E-12,29,0,null,null,null,null,null,null,null,null,null,null,null,null,0,0,0,0,0,0,0,0,0,0,0,0,0,0,0,0,0,0,0,0,0,0,0,0,0,0,null,null,0,0,0,0,null,0,0,0,0,0,0,0,0,0,0,0,0,0,0,0,0,0,0,0,0,0,null,"%I31th",5.2246592604650189E-3,7.4380848269283524E-3,5.7287346020364581E-3,5.8486500985940699E-3,2.4819179407017385E-2,4.9360114611128721E-2,2.7711695738433212E-2,2.0616516022899687E-2,1.3919435159544413E-2,9.8141847798012827E-3,7.0034771903754968E-3,6.7462610725513798E-3,6.2117942852909606E-3,4.8052618107073189E-3,3.6299605065417241E-3,3.6299605065417241E-3,3.6299605065417241E-3,3.6299605065417241E-3,31]
[null,null,null,null,null,null,null,null,null,null,null,null,null,null,null,null,null,null,null,null,null,null,null,null,null,null,null,null,null,null,null,0,0,0,0,0,0,0,0,0,0,0,0,0,0,0,0,0,0,0,0,0,0,0,0,0,0,null,null,0,0,0,0,null,0,0,0,0,0,0,0,0,0,0,0,0,0,0,0,0,0,0,0,0,0,null,"%I32th",3.3700705844867895E-2,1.4235174516066502E-2,7.1095642379183617E-3,5.0984458986280297E-3,8.3148634285157043E-3,5.9755573900333731E-3,5.7701149312410121E-3,6.2633961909170513E-3,6.3277815339881152E-3,3.8618753687913606E-4,8.0770230250295991E-3,7.4974593642299454E-3,6.5577308975430454E-3,3.1242392289971901E-3,3.5951176622513507E-3,3.5951176622513507E-3,3.5951176622513507E-3,3.5951176622513507E-3,32]
[null,null,null,null,null,null,null,null,null,null,null,null,null,null,null,null,null,null,null,null,null,null,null,null,null,null,null,null,null,null,null,0,0,0,0,0,0,0,0,0,0,0,0,0,0,0,0,0,0,0,0,0,0,0,0,0,0,null,null,0,0,0,0,null,0,0,0,0,0,0,0,0,0,0,0,0,0,0,0,0,0,0,0,0,0,null,"%I33rd",4.4712168606660309E-2,0.14986970445843439,0.1636379911137498,0.1307375938896099,0.21884779549998598,0.24801366531957902,0.17654136858776567,0.14043925452911438,0.11244755668593129,9.4879098519041749E-2,7.0097094849796038E-2,5.5619665283070753E-2,4.743876530409797E-2,3.8915484011607479E-2,3.3371302962254087E-2,3.3371302962254087E-2,3.3371302962254087E-2,3.3371302962254087E-2,33]
[null,null,null,null,null,null,null,null,null,null,null,null,null,null,null,null,null,null,null,null,null,null,null,null,null,null,null,null,null,null,null,0,0,0,0,0,0,0,0,0,0,0,0,0,0,0,0,0,0,0,0,0,0,0,0,0,0,null,null,0,0,0,0,null,0,0,0,0,0,0,0,0,0,0,0,0,0,0,0,0,0,0,0,0,0,null,"%I35th",3.410516022912522,1.6958646213492923,1.1328060002506173,0.9975917984438406,0.83578243912807804,0.7061276126299455,0.54722443718497826,0.51489641483931825,0.47648238151537425,0.44098408383639176,0.38895264613748393,0.34839112013478751,0.31853231329941911,0.28070301892407246,0.25110112997229411,0.25110112997229411,0.25110112997229411,0.25110112997229411,35]
[null,null,null,null,null,null,null,null,null,null,null,null,null,null,null,null,null,null,null,null,null,null,null,null,null,null,null,null,null,null,null,0,0,0,0,0,0,0,0,0,0,0,0,0,0,0,0,0,0,0,0,0,0,0,0,0,0,null,null,0,0,0,0,null,0,0,0,0,0,0,0,0,0,0,0,0,0,0,0,0,0,{"$f":"+HLOOKUP(CD97,$BK$1:$CG$53,53,0)","v":0},0,0,0,null,"%I37th",2.5783099792018045,1.314453693999373,0.92035956675477049,0.57517527311248606,0.42703397780104324,0.32525391648512963,0.41831386174243362,0.36558904520752233,0.33390972742692632,0.30805691229550408,0.27227903162915568,0.24215765197014244,0.22000922095881334,0.19247769921000771,0.17223212768663856,0.17223212768663856,0.17223212768663856,0.17223212768663856,37]
[null,null,null,null,null,null,null,null,null,null,null,null,null,null,null,null,null,null,null,null,null,null,null,null,null,null,null,null,null,null,null,0,0,0,0,0,0,0,0,0,0,0,0,0,0,0,0,0,0,0,0,0,0,0,0,0,0,null,null,0,0,0,0,null,0,0,{"$f":"+HLOOKUP(BO98,$BK$1:$CG$53,53,0)","v":0},0,0,0,0,0,0,0,0,0,0,0,0,0,0,{"$f":"+HLOOKUP(CD98,$BK$1:$CG$53,53,0)","v":0},0,0,0,null,"%I39th",9.387292818321398E-2,0.11060856872598106,0.12385091071682773,8.7026245277229269E-2,0.13155958302885115,0.14794230741724032,0.14139159028757337,0.10603763860392455,8.6520295298624303E-2,7.3003326853771672E-2,5.8371872467923601E-2,4.875383609914094E-2,4.1812170037446653E-2,3.1697167463193877E-2,2.6438003270766855E-2,2.6438003270766855E-2,2.6438003270766855E-2,2.6438003270766855E-2,39]
[null,null,null,null,null,null,null,null,null,null,null,null,null,null,null,null,null,null,null,null,null,null,null,null,null,null,null,null,null,null,null,0,0,0,0,0,0,0,0,0,0,0,0,0,0,0,0,0,0,0,0,0,0,0,0,0,0,null,null,0,0,0,0,null,0,0,0,0,0,0,0,0,0,0,0,0,0,0,0,0,0,{"$f":"+HLOOKUP(CD99,$BK$1:$CG$53,53,0)","v":0},0,0,0,null,"%I41th",9.9703141602343944E-3,5.453134799355162E-3,1.7643469661330929E-2,5.9160351986794349E-3,2.2045173865516181E-2,2.603310225766543E-2,2.6001344926470625E-2,1.4356410695234849E-2,1.16513850349446E-2,8.3339516742020302E-3,6.3741676487925033E-3,5.2410350299346474E-3,4.2792228395398899E-3,3.1311725952419267E-3,3.1376574623997269E-3,3.1376574623997269E-3,3.1376574623997269E-3,3.1376574623997269E-3,41]
[null,null,null,null,null,null,null,null,null,null,null,null,null,null,null,null,null,null,null,null,null,null,null,null,null,null,null,null,null,null,"Path\"",{"$f":"+IF(AF80=$D$9,1,IF(AF81=$D$9,1,IF(AF82=$D$9,1,IF(AF83=$D$9,1,IF(AF84=$D$9,1,IF(AF85=$D$9,1,IF(AF86=$D$9,1,0)))))))","v":1},0,0,0,0,0,0,0,0,0,0,0,0,0,0,0,0,0,0,0,0,0,0,0,0,"Path\"",null,null,null,null,"HP",{"$f":"+HLOOKUP(D9,$BN1:CG55,54,0)","v":0},null,null,null,null,null,null,null,null,null,null,null,null,null,null,null,null,null,null,null,null,null,null,null,"%I43th",5.8634771212939382E-3,1.0850582802151645E-2,1.094255360437469E-2,6.0325024328109142E-3,2.641836045804263E-2,5.0864257493053809E-2,2.7314941744864759E-2,2.0634174468741773E-2,1.4324152719035805E-2,9.8978776784690147E-3,6.4947102369656362E-3,5.4124838859557793E-3,4.4418608141315284E-3,4.6576657764738835E-3,4.2587393263529014E-3,4.2587393263529014E-3,4.2587393263529014E-3,4.2587393263529014E-3,43]
[null,null,null,null,null,null,null,null,null,null,null,null,null,null,null,null,null,null,null,null,null,null,null,null,null,null,null,null,null,null,"Path'",{"$f":"+IF(AF87=$D$9,1,IF(AF88=$D$9,1,IF(AF89=$D$9,1,IF(AF90=$D$9,1,IF(AF91=$D$9,1,IF(AF92=$D$9,1,IF(AF93=$D$9,1,IF(AF94=$D$9,1,AF101))))))))","v":1},0,0,0,0,0,0,0,0,0,0,0,0,0,0,0,0,0,0,0,0,0,0,0,0,"Path'",null,null,null,null,null,null,null,null,null,null,null,null,null,null,null,null,null,null,null,null,null,null,null,null,null,null,null,null,null,"%I45th",4.9347712708809097E-2,0.10839554910336398,0.10131318983087939,8.8403361533414063E-2,0.16390179115851258,0.17906170628760129,0.12757186041867111,0.10311955962647895,8.3642515622852173E-2,7.0486755454335789E-2,5.266999497138778E-2,4.0765763836021429E-2,3.3896525997289609E-2,2.6462503497270164E-2,2.332818325664289E-2,2.332818325664289E-2,2.332818325664289E-2,2.332818325664289E-2,45]
[null,null,null,null,null,null,null,null,null,null,null,null,null,null,null,null,null,null,null,null,null,null,null,null,null,null,null,null,null,null,"Drv in PCC Path= ",{"$f":"+IF(AF95=$D$9,1,IF(AF96=$D$9,1,IF(AF97=$D$9,1,IF(AF98=$D$9,1,IF(AF99=$D$9,1,IF(AF100=$D$9,1,AF102))))))","v":1},0,0,0,0,0,0,0,0,0,0,0,0,0,0,0,0,0,0,0,0,0,0,0,0,"Path",null,null,null,null,null,null,null,null,null,null,null,null,null,null,null,null,null,null,null,null,null,null,null,null,null,null,null,null,null,"%I47th",1.9494807857850642,0.84014115105026244,0.59741421933457972,0.51690871205205913,0.41050804591671364,0.33981521394902775,0.28263760484509165,0.2773194718622034,0.26481765696997961,0.25050696422006924,0.22846875496985519,0.20459697189657847,0.18554090471171594,0.16073537735550417,0.13924693066769742,0.13924693066769742,0.13924693066769742,0.13924693066769742,47]
[null,null,null,null,null,null,null,null,null,null,null,null,null,null,null,null,null,null,null,null,null,null,null,null,null,null,null,null,null,null,null,null,null,null,null,null,null,null,null,null,null,null,null,null,null,null,null,null,null,null,null,null,null,null,null,null,null,null,null,null,null,null,null,null,null,null,null,null,null,null,null,null,null,null,null,null,null,null,null,null,null,null,null,null,null,null,"%I49th",1.6137592820505609,0.64159007502098331,0.44211075711792147,0.32705223448071025,0.16811041380484404,0.11257297112406094,0.17976058455066235,0.157082722991402,0.14829367734761781,0.14097289528987969,0.13513963232692963,0.12590044805859965,0.11740316425976294,0.10557963431039052,9.3775293618687167E-2,9.3775293618687167E-2,9.3775293618687167E-2,9.3775293618687167E-2,49]
[null,null,null,null,null,null,null,null,null,null,null,null,null,null,null,null,null,null,null,null,null,null,null,null,null,"z",null,null,"ac",null,"%Zs&ld Calculator",null,null,null,null,"1 if drive is in node path",null,null,null,null,null,null,null,null,null,null,null,null,null,null,null,null,null,null,null,null,null,null,"bg",null,null,null,null,null,null,null,null,null,null,null,null,null,null,null,null,null,null,null,null,null,null,null,null,null,null,null,null,null,null,null,null,null,null,null,null,null,null,null,null,null,null,null,16,16,16,null,null,null,null,null,null,null,null,null,null,null,null,null,null,null,null,null,null,null,null,0.1,0.5,1,2,3,4,5,6,7,8,10,12,14,18,21]
[null,"HpCalculator",0,"utility","T1","T2","T3","T4","T5","T6","T7","T8","T9","B1","B2","B3","B4","B5","B6","B7","B8","B9","B10",null,null,null,"Hpnode","%Znode","%Zs","%Zload",null,"D1","D2","D3","D4","D5","D6","D7","D8","D9","D10","D11","D12","D13","D14","D15","D16","D17","D18","D19","D20","D21","D22","D23","D24","D25",0,"utility","t1","t2","t3","t4","t5","t6","t7","t8","t9","b1","b2","b3","b4","b5","b6","b7","b8","b9","b10",null,null,null,null,null,null,null,null,3,"18 pulse data",null,null,null,null,null,null,null,null,null,null,null,null,null,null,null,null,null,1]
[null,"utility",null,{"$f":"+IF(BN$53=$Z107,D$127,0)","v":0},1.0009999999999999,0,0,0,0,0,0,0,0,0,0,0,0,0,0,{"$f":"+IF(CD$53=$Z107,T$127,0)","v":0},0,0,0,null,null,"Utility",{"$f":"+AE135","v":1.0019999999999998},{"$f":"+BN$66","v":2.2766646363371265E-4},{"$f":"+BF127+0.001","v":1.2276664636337127E-3},{"$f":"1/(AF107/($AF$129*$AA107/$AF$130-$AC107)+AG107/($AG$129*$AA107/$AG$130-$AC107)+AH107/($AH$129*$AA107/$AH$130-$AC107)+AI107/($AI$129*$AA107/$AI$130-AC107)+AJ107/($AJ$127*$AA107/$AJ$130-$AC107)+AK107/($AK$129*$AA107/$AK$130-$AC107)+AL107/($AL$129*$AA107/$AL$130-$AC107)+AM107/($AM$129*$AA107/$AM$130-$AC107)+AN107/($AN$129*$AA107/$AN$130-$AC107)+AO107/($AO$129*$AA107/$AO$130-$AC107)+AP107/($AP$129*$AA107/$AP$130-$AC107)+AQ107/($AQ$129*$AA107/$AQ$130-$AC107)+AR107/($AR$129*$AA107/$AR$130-$AC107)+AS107/($AS$129*$AA107/$AS$130-$AC107)+AT107/($AT$129*$AA107/$AT$130-$AC107)+AU107/($AU$129*$AA107/$AU$130-$AC107)+AV107/($AV$129*$AA107/$AV$130-$AC107)+AW107/($AW$129*$AA107/$AW$130-$AC107)+AX107/($AX$129*$AA107/$AX$130-$AC107)+AY107/($AY$129*$AA107/$AY$130-$AC107)+AZ107/($AZ$129*$AA107/$AZ$130-$AC107)+BA107/($BA$129*$AA107/$BA$130-$AC107)+BB107/($BB$129*$AA107/$BB$130-$AC107)+BC107/($BC$129*$AA107/$BC$130-$AC107)+BD107/($BD$129*$AA107/$BD$130-$AC107))","v":5.0070926315447455},"Utility",{"$f":"+COUNTIF(AF$80:AF$100,$AE107)","v":1},0,0,0,0,0,0,0,0,0,0,0,0,0,0,0,{"$f":"+COUNTIF(AV$80:AV$100,$AE107)","v":0},0,0,0,0,0,0,0,0,{"$f":"+COUNTIF(BM$81:BM$100,$AE107)","v":0},0,1,0,0,0,0,0,0,0,0,0,0,0,0,0,{"$f":"+COUNTIF(CC$81:CC$100,$AE107)","v":0},0,0,0,0,"Utility",null,null,null,null,null,null,null,null,"%Zloop",0.1,0.5,1,2,3,4,5,6,7,8,10,12,14,18,21,100,1000,10000]
[null,"T1",null,0,0,0,0,0,0,0,0,0,0,0,0,0,0,0,0,0,0,0,0,null,null,"t1",1.0009999999999999,{"$f":"+BO$66","v":2.0945351060780489E-3},{"$f":"+BG127+0.001","v":3.3219743576722071E-3},{"$f":"1/(AF108/($AF$129*$AA108/$AF$130-$AC108)+AG108/($AG$129*$AA108/$AG$130-$AC108)+AH108/($AH$129*$AA108/$AH$130-$AC108)+AI108/($AI$129*$AA108/$AI$130-AC108)+AJ108/($AJ$129*$AA108/$AJ$130-$AC108)+AK108/($AK$129*$AA108/$AK$130-$AC108)+AL108/($AL$129*$AA108/$AL$130-$AC108)+AM108/($AM$129*$AA108/$AM$130-$AC108)+AN108/($AN$129*$AA108/$AN$130-$AC108)+AO108/($AO$129*$AA108/$AO$130-$AC108)+AP108/($AP$129*$AA108/$AP$130-$AC108)+AQ108/($AQ$129*$AA108/$AQ$130-$AC108)+AR108/($AR$129*$AA108/$AR$130-$AC108)+AS108/($AS$129*$AA108/$AS$130-$AC108)+AT108/($AT$129*$AA108/$AT$130-$AC108)+AU108/($AU$129*$AA108/$AU$130-$AC108)+AV108/($AV$129*$AA108/$AV$130-$AC108)+AW108/($AW$129*$AA108/$AW$130-$AC108)+AX108/($AX$129*$AA108/$AX$130-$AC108)+AY108/($AY$129*$AA108/$AY$130-$AC108)+AZ108/($AZ$129*$AA108/$AZ$130-$AC108)+BA108/($BA$129*$AA108/$BA$130-$AC108)+BB108/($BB$129*$AA108/$BB$130-$AC108)+BC108/($BC$129*$AA108/$BC$130-$AC108)+BD108/($BD$129*$AA108/$BD$130-$AC108))","v":5},"t1",1,0,0,0,0,0,0,0,0,0,0,0,0,0,0,0,0,0,0,0,0,0,0,0,0,0,0,0,0,0,0,0,0,0,0,0,0,0,0,0,0,0,0,0,0,0,"t1",null,null,null,null,null,null,null,null,"Kfactor",{"$f":"+(10000+SUMPRODUCT(CJ117:CJ156,$DB117:$DB156,CJ117:CJ156,$DB117:$DB156))/10000/CJ110^2","v":19.29967469702563},5.2844045609866512,2.6931105485342006,1.917108722747181,1.7889026320360115,1.6195372763649323,1.5093989785072481,1.4291954023729334,1.3709097131120922,1.3251251508581467,1.2613076858807732,1.22243389695072,1.1936769986533113,1.1440497613513421,1.1190758908345386,1.1190758908345386,1.1190758908345386,1.1190758908345386]
[null,"T2",null,0,0,0,0,0,0,0,0,0,0,0,0,0,0,0,0,0,0,0,0,null,null,"t2",1E-3,{"$f":"+BP$66","v":0},{"$f":"+BH$127+0.001","v":1E-3},{"$error":"#DIV/0!"},"t2",0,0,0,0,0,0,0,0,0,0,0,0,0,0,0,0,0,0,0,0,0,0,0,0,0,0,0,0,0,0,0,0,0,0,0,0,0,0,0,0,0,0,0,0,0,0,"t2",null,null,null,null,null,null,null,null,"%Ithd",{"$f":"+SQRT(SUMSQ(CJ117:CJ156))","v":23.829201564158044},11.473866589603713,7.6752727392239972,7.4410236495083586,9.0312752317593894,9.1683594499946981,6.9304133259978844,5.420633588679058,4.5033056010786447,3.9273547902845389,3.2286271087279332,2.8439819750662467,2.6136430490838563,2.2134463567239444,2.0188769165778724,2.0188769165778724,2.0188769165778724,2.0188769165778724]
[null,"T3",null,0,0,0,0,0,0,0,0,0,0,0,0,0,0,0,0,0,0,0,0,null,null,"t3",1E-3,{"$f":"+BQ$66","v":0},{"$f":"+BI$127+0.001","v":1E-3},{"$error":"#DIV/0!"},"t3",0,0,0,0,0,0,0,0,0,0,0,0,0,0,0,0,0,0,0,0,0,0,0,0,0,0,0,0,0,0,0,0,0,0,0,0,0,0,0,0,0,0,0,0,0,0,"t3",null,null,null,null,null,null,null,null,"Irms/If",{"$f":"+SQRT(1+(CJ109/100)^2)","v":1.0279995548240899},1.0065609576432033,1.0029411653542533,1.0027646200855185,1.0040699145135159,1.0041941453227212,1.0023986546713424,1.0014680857871965,1.0010134745015526,1.0007709086323788,1.0005210658955268,1.0004043299323779,1.0003414981888947,1.0002449372415785,1.0002037724386112,1.0002037724386112,1.0002037724386112,1.0002037724386112]
[null,"T4",null,0,0,0,0,0,0,0,0,0,0,0,0,0,0,0,0,0,0,0,0,null,null,"t4",1E-3,{"$f":"+BR$66","v":0},{"$f":"+BJ$127+0.001","v":1E-3},{"$error":"#DIV/0!"},"t4",0,0,0,0,0,0,0,0,0,0,0,0,0,0,0,0,0,0,0,0,0,0,0,0,0,0,0,0,0,0,0,0,0,0,0,0,0,0,0,0,0,0,0,0,0,0,"t4",null,null,null,null,null,null,null,null,"Ih/If",{"$f":"+CJ109/100","v":0.23829201564158045},0.11473866589603712,7.6752727392239969E-2,7.441023649508359E-2,9.0312752317593892E-2,9.168359449994698E-2,6.9304133259978848E-2,5.420633588679058E-2,4.503305601078645E-2,3.9273547902845388E-2,3.2286271087279335E-2,2.8439819750662468E-2,2.6136430490838563E-2,2.2134463567239443E-2,2.0188769165778723E-2,2.0188769165778723E-2,2.0188769165778723E-2,2.0188769165778723E-2]
[null,"T5",null,0,0,0,0,0,0,0,0,0,0,0,0,0,0,0,0,0,0,0,0,null,null,"t5",1E-3,{"$f":"+BS$66","v":0},{"$f":"+BK$127+0.001","v":1E-3},{"$error":"#DIV/0!"},"t5",0,0,0,0,0,0,0,0,0,0,0,0,0,0,0,0,0,0,0,0,0,0,0,0,0,0,0,0,0,0,0,0,0,0,0,0,0,0,0,0,0,0,0,0,0,0,"t5",null,null,null,null,null,null,null,null,"DispPF",0.99,0.99199999999999999,0.99099999999999999,0.98899999999999999,0.98799999999999999,0.98799999999999999,0.98699999999999999,0.98699999999999999,0.98599999999999999,0.98599999999999999,0.98599999999999999,0.98699999999999999,0.98699999999999999,0.98899999999999999,0.99,0.9,0.9,0.9]
[null,"T6",null,0,0,0,0,0,0,0,0,0,0,0,0,0,0,0,0,0,0,0,0,null,null,"t6",1E-3,{"$f":"+BT$66","v":0},{"$f":"+BL$127+0.001","v":1E-3},{"$error":"#DIV/0!"},"t6",0,0,0,0,0,0,0,0,0,0,0,0,0,0,0,0,0,0,0,0,0,0,0,0,0,0,0,0,0,0,0,0,0,0,0,0,0,0,0,0,0,0,0,0,0,0,"t6",null,null,null,null,null,null,null,null,"ActPF",0.91300000000000003,0.98599999999999999,0.98699999999999999,0.98599999999999999,0.98499999999999999,0.98499999999999999,0.98399999999999999,0.98399999999999999,0.98299999999999998,0.98299999999999998,0.98299999999999998,0.98299999999999998,0.98299999999999998,0.98499999999999999,0.98599999999999999,0.9,0.9,0.9]
[null,"T7",null,0,0,0,0,0,0,0,0,0,0,0,0,0,0,0,0,0,0,0,0,null,null,"t7",1E-3,{"$f":"+BU$66","v":0},{"$f":"+BM$127+0.001","v":1E-3},{"$error":"#DIV/0!"},"t7",0,0,0,0,0,0,0,0,0,0,0,0,0,0,0,0,0,0,0,0,0,0,0,0,0,0,0,0,0,0,0,0,0,0,0,0,0,0,0,0,0,0,0,0,0,0,"t7",null,null,null,null,null,null,null,null,"%Vthd",0.64300000000000002,0.91600000000000004,1.504,2.5640000000000001,3.4849999999999999,4.1749999999999998,4.7850000000000001,5.4,5.9260000000000002,6.33,7.2169999999999996,7.8639999999999999,8.3960000000000008,8.5220000000000002,8.5579999999999998,90,90,90]
[null,"T8",null,0,0,0,0,0,0,0,0,0,0,0,0,0,0,0,0,0,0,0,0,null,null,"t8",1E-3,{"$f":"+BV$66","v":0},{"$f":"+BN$127+0.001","v":1E-3},{"$error":"#DIV/0!"},"t8",0,0,0,0,0,0,0,0,0,0,0,0,0,0,0,0,0,0,0,0,0,0,0,0,0,0,0,0,0,0,0,0,0,0,0,0,0,0,0,0,0,0,0,0,0,0,"t8",null,null,null,null,null,null,null,null,"Vrms/Vs",0.99990000000000001,0.99880000000000002,0.99750000000000005,0.99470000000000003,0.9919,0.9889,0.9859,0.9829,0.9798,0.9768,0.97070000000000001,0.96440000000000003,0.95840000000000003,0.94620000000000004,0.93703999999999998,0.09,0.09,0.09]
[null,"T9",null,0,0,0,0,0,0,0,0,0,0,0,0,0,0,0,0,0,0,0,0,null,null,"t9",1E-3,{"$f":"+BW$66","v":0},{"$f":"+BO$127+0.001","v":1E-3},{"$error":"#DIV/0!"},"t9",0,0,0,0,0,0,0,0,0,0,0,0,0,0,0,0,0,0,0,0,0,0,0,0,0,0,0,0,0,0,0,0,0,0,0,0,0,0,0,0,0,0,0,0,0,0,"t9",null,null,null,null,null,null,null,null,"Vbus/Vs",1.403,1.4008,1.3979999999999999,1.3929,1.3875999999999999,1.3824000000000001,1.377,1.3722000000000001,1.3671,1.3622000000000001,1.3523000000000001,1.3428,1.3334999999999999,1.3163,1.3036000000000001,0.5,0.5,0.5]
[null,"B1",null,0,0,0,0,0,0,0,0,0,0,0,0,0,0,0,0,0,0,0,0,null,null,"b1",1E-3,{"$f":"+BX$66","v":0},{"$f":"+BP$127+0.001","v":1E-3},{"$error":"#DIV/0!"},"b1",0,0,0,0,0,0,0,0,0,0,0,0,0,0,0,0,0,0,0,0,0,0,0,0,0,0,0,0,0,0,0,0,0,0,0,0,0,0,0,0,0,0,0,0,0,0,"b1",null,null,null,null,null,null,null,null,"%I2nd",1.1909529428501139E-2,2.3006694496714528E-2,0.13697956111264573,1.4662267323548363E-2,6.9027696721444126E-3,4.3831135874103852E-2,4.6802638702594906E-2,6.8794252930534053E-2,0.10835416826319474,0.11036786727940183,0.1742164356599416,0.1698782744539386,0.28127149850258332,0.26684822089355015,0.34255894205138104,0.34255894205138104,0.34255894205138104,0.34255894205138104,2,0.01,0.03,0,0.08,0.11,0.11,0.21,0.26,0.33,0.38,0.55000000000000004,0.73,0.83,0.92,1.08,0,0,0]
[null,"B2",null,0,0,0,0,0,0,0,0,0,0,0,0,0,0,0,0,0,0,0,0,null,null,"b2",1E-3,{"$f":"+BY$66","v":0},{"$f":"+BQ$127+0.001","v":1E-3},{"$error":"#DIV/0!"},"b2",0,0,0,0,0,0,0,0,0,0,0,0,0,0,0,0,0,0,0,0,0,0,0,0,0,0,0,0,0,0,0,0,0,0,0,0,0,0,0,0,0,0,0,0,0,0,"b2",null,null,null,null,null,null,null,null,"%I3rd",3.0359328823787601,3.2097377552660591,3.4224226031392324,5.5600023884881269,7.7454630217608811,8.2187064109731214,5.8552346966708306,4.1875290688513047,3.1523650408618376,2.5098998435466231,1.7419172841128459,1.320519735257244,1.1430817936046822,0.83222931531620459,0.74328893413380337,0.74328893413380337,0.74328893413380337,0.74328893413380337,3]
[null,"B3",null,0,0,0,0,0,0,0,0,0,0,0,0,0,0,0,0,0,0,0,0,null,null,"b3",1E-3,{"$f":"+BZ$66","v":0},{"$f":"+BR$127+0.001","v":1E-3},{"$error":"#DIV/0!"},"b3",0,0,0,0,0,0,0,0,0,0,0,0,0,0,0,0,0,0,0,0,0,0,0,0,0,0,0,0,0,0,0,0,0,0,0,0,0,0,0,0,0,0,0,0,0,0,"b3",null,null,null,null,null,null,null,null,"%I4th",3.5586583879193799E-2,9.682841863360353E-2,0.17730592384628019,1.2930684861921334E-2,1.6405906571399998E-2,1.7819010201424264E-3,1.000471218498352E-2,1.3382746757872309E-2,1.1242668744813521E-2,7.0377444159868234E-3,6.2467265725456083E-3,1.8776057656156954E-2,9.743055816995274E-3,3.5836096368080113E-2,8.7647354950512561E-3,8.7647354950512561E-3,8.7647354950512561E-3,8.7647354950512561E-3,4,0,0.02,0.01,0.01,0,0.02,0.01,0.01,0,0.01,0.01,0.02,0.02,0.08,7.0000000000000007E-2,0,0,0]
[null,"B4",null,0,0,0,0,0,0,0,0,0,0,0,0,0,0,0,0,0,0,0,0,null,null,"b4",1E-3,{"$f":"+CA$66","v":0},{"$f":"+BS$127+0.001","v":1E-3},{"$error":"#DIV/0!"},"b4",0,0,0,0,0,0,0,0,0,0,0,0,0,0,0,0,0,0,0,0,0,0,0,0,0,0,0,0,0,0,0,0,0,0,0,0,0,0,0,0,0,0,0,0,0,0,"b4",null,null,null,null,null,null,null,null,"%I5th",3.6706672131351689E-2,7.1655643284764925E-2,0.13807199577411841,3.3902274121862148E-2,3.7840555324335168E-2,3.7716215167431281E-2,4.4148738797725642E-2,3.3505918667603753E-2,2.6859492769764355E-2,2.0380879821926389E-2,2.1378209835912262E-2,3.928244596687229E-2,3.5796540816335626E-2,4.6035448056222998E-2,7.2453064298505954E-2,7.2453064298505954E-2,7.2453064298505954E-2,7.2453064298505954E-2,5,0.01,0.08,0.01,0.01,0,0.01,0.01,0.01,0.01,0.01,0.02,0.01,0.03,0.05,0.13,13,13,13]
[null,"B5",null,0,0,0,0,0,0,0,0,0,0,0,0,0,0,0,0,0,0,0,0,null,null,"b5",1E-3,{"$f":"+CB$66","v":0},{"$f":"+BT$127+0.001","v":1E-3},{"$error":"#DIV/0!"},"b5",0,0,0,0,0,0,0,0,0,0,0,0,0,0,0,0,0,0,0,0,0,0,0,0,0,0,0,0,0,0,0,0,0,0,0,0,0,0,0,0,0,0,0,0,0,0,"b5",null,null,null,null,null,null,null,null,"%I6th",2.2973891459115155E-2,6.5462128252439647E-2,0.10744542130763297,1.2377817664481311E-2,1.213049371972779E-2,2.7129047478324578E-3,8.7365655382741023E-3,3.728683787902439E-3,6.0296194687304181E-3,1.2918711799695261E-2,7.74800137102662E-3,1.6425010182114966E-2,5.5867454942603199E-3,2.1290658646425643E-2,1.0327558770757188E-2,1.0327558770757188E-2,1.0327558770757188E-2,1.0327558770757188E-2,6]
[null,"B6",null,0,0,0,0,0,0,0,0,0,0,0,0,0,0,0,{"$f":"+IF(CC$53=$Z122,S$127,0)","v":0},0,0,0,0,null,null,"b6",1E-3,{"$f":"+CC$66","v":0},{"$f":"+BU$127+0.001","v":1E-3},{"$error":"#DIV/0!"},"b6",0,0,0,0,0,0,0,0,0,0,0,0,0,0,0,{"$f":"+COUNTIF(AU$80:AU$100,$AE122)","v":0},0,0,0,0,0,0,0,0,0,0,0,0,0,0,0,0,0,0,0,0,0,0,0,0,{"$f":"+COUNTIF(CB$81:CB$100,$AE122)","v":0},0,0,0,0,0,"b6",null,null,null,null,null,null,null,null,"%I7th",2.8831707893060887E-2,7.5346488945638418E-2,8.3566289836306235E-2,1.0065404811333481E-2,5.2745768892390344E-3,4.7891262597208537E-3,7.1222433804087335E-3,5.4581088042150571E-3,8.8663715090746692E-3,9.4474665281737234E-3,5.2843092472992367E-3,2.7647758343350513E-2,5.0038799187197306E-3,6.7031502353849819E-4,3.6176480803707951E-2,3.6176480803707951E-2,3.6176480803707951E-2,3.6176480803707951E-2,7,0.03,0.1,0.02,0,0,0.03,0.01,0.01,0.01,0.02,0.01,0,0.03,0.04,0.12,4,4,4]
[null,"B7",null,{"$f":"+IF(BN$53=$Z123,D$127,0)","v":0},0,0,0,0,0,0,0,0,0,0,0,0,0,0,{"$f":"+IF(CC$53=$Z123,S$127,0)","v":0},0,0,0,0,null,null,"b7",1E-3,{"$f":"+CD$66","v":0},{"$f":"+BV$127+0.001","v":1E-3},{"$error":"#DIV/0!"},"b7",{"$f":"+COUNTIF(AF$80:AF$100,$AE123)","v":0},0,0,0,0,0,0,0,0,0,0,0,0,0,0,0,0,0,0,0,0,0,0,0,0,{"$f":"+COUNTIF(BM$81:BM$100,$AE123)","v":0},0,0,0,0,0,0,0,0,0,0,0,0,0,0,{"$f":"+COUNTIF(CB$81:CB$100,$AE123)","v":0},0,0,0,0,0,"b7",null,null,null,null,null,null,null,null,"%I8th",0.33506909517803257,1.0095468394622123E-2,4.3681778246234176E-2,1.3600983383232172E-3,5.4647578401225347E-3,1.1310349002135707E-2,8.3571764515199438E-3,5.1852791455620009E-3,6.9743645514715649E-3,5.2568779935185687E-3,4.7462039759913104E-3,1.392849552199155E-2,6.96456470763518E-3,4.9891477056392408E-2,1.0698974512708228E-2,1.0698974512708228E-2,1.0698974512708228E-2,1.0698974512708228E-2,8,0.12,0.03,0.06,0.03,0.03,0.01,0.04,0.01,0,0.01,0.01,0.01,0.02,0.1,7.0000000000000007E-2,0,0,0]
[null,"B8",null,0,0,0,0,0,0,0,0,0,0,0,0,0,0,0,{"$f":"+IF(CC$53=$Z124,S$127,0)","v":0},0,0,0,0,null,null,"b8",1E-3,{"$f":"+CE$66","v":0},{"$f":"+BW$12+0.001","v":1E-3},{"$error":"#DIV/0!"},"b8",0,0,0,0,0,0,0,0,0,0,0,0,0,0,0,0,0,0,0,0,0,0,0,0,0,0,0,0,0,0,0,0,0,0,0,0,0,0,0,0,{"$f":"+COUNTIF(CB$81:CB$100,$AE124)","v":0},0,0,0,0,0,"b8",null,null,null,null,null,null,null,null,"%I9th",0.10672238759028201,7.4306348530072631E-3,4.7961223600523004E-2,1.5077543472431264E-3,1.3226315720251309E-3,3.0629249836185849E-3,1.4861540574747842E-3,1.5951019186230923E-3,2.599992077713705E-3,9.4320770889253229E-4,2.5134760445126481E-3,1.9478864169643763E-2,1.0256155939240678E-2,1.4416113128063946E-2,1.1946482989145324E-2,1.1946482989145324E-2,1.1946482989145324E-2,1.1946482989145324E-2,9]
[null,"B9",null,0,0,0,0,0,0,0,0,0,0,0,0,0,0,0,{"$f":"+IF(CC$53=$Z125,S$127,0)","v":0},0,0,0,0,null,null,"b9",1E-3,{"$f":"+CF$66","v":0},{"$f":"+BX$127+0.001","v":1E-3},{"$error":"#DIV/0!"},"b9",0,0,0,0,0,0,0,0,0,0,0,0,0,0,0,0,0,0,0,0,0,0,0,0,0,0,0,0,0,0,0,0,0,0,0,0,0,0,0,0,{"$f":"+COUNTIF(CB$81:CB$100,$AE125)","v":0},0,0,0,0,0,"b9",null,null,null,null,null,null,null,null,"%I10th",0.20564851623015321,3.2257844097552134E-2,4.398709528627298E-3,7.7820830907117155E-3,8.1753321003981451E-3,5.3744490784974298E-3,5.4674575385052536E-3,2.1111323538398927E-3,8.0502184353641818E-3,7.5109379641863875E-3,6.6000609631601675E-3,2.8492098283610417E-2,2.7550313015415457E-2,3.065921248350386E-2,1.7685502247984652E-2,1.7685502247984652E-2,1.7685502247984652E-2,1.7685502247984652E-2,10,0.25,0.04,0.01,0.02,0.02,0,0.03,0.02,0,0.01,0.01,0.02,0.02,0.12,0.05,0,0,0]
[null,"B10",null,0,0,0,0,0,0,0,0,0,0,0,0,0,0,0,{"$f":"+IF(CC$53=$Z126,S$127,0)","v":0},0,0,0,0,null,null,"b10",1E-3,{"$f":"+CG$66","v":0},{"$f":"+BY$127+0.001","v":1E-3},{"$error":"#DIV/0!"},"b10",0,0,0,0,0,0,0,0,0,0,0,0,0,0,0,0,0,0,0,0,0,0,0,0,0,0,0,0,0,0,0,0,0,0,0,0,0,0,0,0,{"$f":"+COUNTIF(CB$81:CB$100,$AE126)","v":0},0,0,0,0,0,"b10",null,null,null,null,null,null,null,null,"%I11th",9.3791941523361108E-2,2.7224787795887943E-2,1.2817694235115749E-2,4.71653341826827E-3,8.1635762002712081E-3,9.3246597320623004E-3,5.9432380449086393E-3,2.8821825610152799E-3,3.5974927660786774E-3,1.0629811607897196E-3,2.3545944987122445E-3,3.2143580508654075E-2,1.0441151586119914E-2,2.512483518514692E-2,2.2806090561359814E-2,2.2806090561359814E-2,2.2806090561359814E-2,2.2806090561359814E-2,11,7.0000000000000007E-2,0,0.01,0.01,0.01,0.01,0,0.01,0.01,0.01,0.02,0.01,0.03,0.01,7.0000000000000007E-2,0.5,0.5,0.5]
[null,null,null,{"$f":"+AC135","v":1.0019999999999998},{"$f":"+AC136","v":1.0009999999999999},{"$f":"+AC137","v":1E-3},{"$f":"+AC138","v":1E-3},{"$f":"+AC139","v":1E-3},{"$f":"+AC140","v":1E-3},{"$f":"+AC141","v":1E-3},{"$f":"+AC142","v":1E-3},{"$f":"+AC143","v":1E-3},{"$f":"+AC144","v":1E-3},{"$f":"+AC145","v":1E-3},{"$f":"+AC146","v":1E-3},{"$f":"+AC147","v":1E-3},{"$f":"+AC148","v":1E-3},{"$f":"+AC149","v":1E-3},{"$f":"+AC150","v":1E-3},{"$f":"+AC151","v":1E-3},{"$f":"+AC152","v":1E-3},{"$f":"+AC153","v":1E-3},{"$f":"+AC154","v":1E-3},null,null,null,null,null,null,null,"%Zs=",{"$f":"+($AB$107*AF107/$AA$107+$AB$108*AF108/$AA$108+$AB$109*AF109/$AA$109+$AB$110*AF110/$AA$110+$AB$111*AF111/$AA$111+$AB$112*AF112/$AA$112+$AB$113*AF113/$AA$113+$AB$114*AF114/$AA$114+$AB$115*AF115/$AA$115+$AB$116*AF116/$AA$116+$AB$117*AF117/$AA$117+$AB$118*AF118/$AA$118+$AB$119*AF119/$AA$119+$AB$120*AF120/$AA$120+$AB$121*AF121/$AA$121+$AB$122*AF122/$AA$122+$AB$123*AF123/$AA$123+$AB$124*AF124/$AA$124+$AB$125*AF125/$AA$125+$AB$126*AF126/$AA$126)*AF$130","v":2.321974357672207E-3},0,0,0,0,0,0,0,0,0,0,0,0,0,0,0,0,0,0,0,0,0,0,0,0,0,{"$f":"+($AB$107*BF107/$AA$107+$AB$108*BF108/$AA$108+$AB$109*BF109/$AA$109+$AB$110*BF110/$AA$110+$AB$111*BF111/$AA$111+$AB$112*BF112/$AA$112+$AB$113*BF113/$AA$113+$AB$114*BF114/$AA$114+$AB$115*BF115/$AA$115+$AB$116*BF116/$AA$116+$AB$117*BF117/$AA$117+$AB$118*BF118/$AA$118+$AB$119*BF119/$AA$119+$AB$120*BF120/$AA$120+$AB$121*BF121/$AA$121+$AB$122*BF122/$AA$122+$AB$123*BF123/$AA$123+$AB$124*BF124/$AA$124+$AB$125*BF125/$AA$125+$AB$126*BF126/$AA$126)*BF$130+AB107","v":2.2766646363371265E-4},{"$f":"+($AB$107*BG107/$AA$107+$AB$108*BG108/$AA$108+$AB$109*BG109/$AA$109+$AB$110*BG110/$AA$110+$AB$111*BG111/$AA$111+$AB$112*BG112/$AA$112+$AB$113*BG113/$AA$113+$AB$114*BG114/$AA$114+$AB$115*BG115/$AA$115+$AB$116*BG116/$AA$116+$AB$117*BG117/$AA$117+$AB$118*BG118/$AA$118+$AB$119*BG119/$AA$119+$AB$120*BG120/$AA$120+$AB$121*BG121/$AA$121+$AB$122*BG122/$AA$122+$AB$123*BG123/$AA$123+$AB$124*BG124/$AA$124+$AB$125*BG125/$AA$125+$AB$126*BG126/$AA$126)*BG$130+AB108","v":2.321974357672207E-3},{"$f":"+($AB$107*BH107/$AA$107+$AB$108*BH108/$AA$108+$AB$109*BH109/$AA$109+$AB$110*BH110/$AA$110+$AB$111*BH111/$AA$111+$AB$112*BH112/$AA$112+$AB$113*BH113/$AA$113+$AB$114*BH114/$AA$114+$AB$115*BH115/$AA$115+$AB$116*BH116/$AA$116+$AB$117*BH117/$AA$117+$AB$118*BH118/$AA$118+$AB$119*BH119/$AA$119+$AB$120*BH120/$AA$120+$AB$121*BH121/$AA$121+$AB$122*BH122/$AA$122+$AB$123*BH123/$AA$123+$AB$124*BH124/$AA$124+$AB$125*BH125/$AA$125+$AB$126*BH126/$AA$126)*BH$130+AB109","v":0},{"$f":"+($AB$107*BI107/$AA$107+$AB$108*BI108/$AA$108+$AB$109*BI109/$AA$109+$AB$110*BI110/$AA$110+$AB$111*BI111/$AA$111+$AB$112*BI112/$AA$112+$AB$113*BI113/$AA$113+$AB$114*BI114/$AA$114+$AB$115*BI115/$AA$115+$AB$116*BI116/$AA$116+$AB$117*BI117/$AA$117+$AB$118*BI118/$AA$118+$AB$119*BI119/$AA$119+$AB$120*BI120/$AA$120+$AB$121*BI121/$AA$121+$AB$122*BI122/$AA$122+$AB$123*BI123/$AA$123+$AB$124*BI124/$AA$124+$AB$125*BI125/$AA$125+$AB$126*BI126/$AA$126)*BI$130+AB110","v":0},{"$f":"+($AB$107*BJ107/$AA$107+$AB$108*BJ108/$AA$108+$AB$109*BJ109/$AA$109+$AB$110*BJ110/$AA$110+$AB$111*BJ111/$AA$111+$AB$112*BJ112/$AA$112+$AB$113*BJ113/$AA$113+$AB$114*BJ114/$AA$114+$AB$115*BJ115/$AA$115+$AB$116*BJ116/$AA$116+$AB$117*BJ117/$AA$117+$AB$118*BJ118/$AA$118+$AB$119*BJ119/$AA$119+$AB$120*BJ120/$AA$120+$AB$121*BJ121/$AA$121+$AB$122*BJ122/$AA$122+$AB$123*BJ123/$AA$123+$AB$124*BJ124/$AA$124+$AB$125*BJ125/$AA$125+$AB$126*BJ126/$AA$126)*BJ$130+AB111","v":0},{"$f":"+($AB$107*BK107/$AA$107+$AB$108*BK108/$AA$108+$AB$109*BK109/$AA$109+$AB$110*BK110/$AA$110+$AB$111*BK111/$AA$111+$AB$112*BK112/$AA$112+$AB$113*BK113/$AA$113+$AB$114*BK114/$AA$114+$AB$115*BK115/$AA$115+$AB$116*BK116/$AA$116+$AB$117*BK117/$AA$117+$AB$118*BK118/$AA$118+$AB$119*BK119/$AA$119+$AB$120*BK120/$AA$120+$AB$121*BK121/$AA$121+$AB$122*BK122/$AA$122+$AB$123*BK123/$AA$123+$AB$124*BK124/$AA$124+$AB$125*BK125/$AA$125+$AB$126*BK126/$AA$126)*BK$130+AB112","v":0},{"$f":"+($AB$107*BL107/$AA$107+$AB$108*BL108/$AA$108+$AB$109*BL109/$AA$109+$AB$110*BL110/$AA$110+$AB$111*BL111/$AA$111+$AB$112*BL112/$AA$112+$AB$113*BL113/$AA$113+$AB$114*BL114/$AA$114+$AB$115*BL115/$AA$115+$AB$116*BL116/$AA$116+$AB$117*BL117/$AA$117+$AB$118*BL118/$AA$118+$AB$119*BL119/$AA$119+$AB$120*BL120/$AA$120+$AB$121*BL121/$AA$121+$AB$122*BL122/$AA$122+$AB$123*BL123/$AA$123+$AB$124*BL124/$AA$124+$AB$125*BL125/$AA$125+$AB$126*BL126/$AA$126)*BL$130+AB113","v":0},{"$f":"+($AB$107*BM107/$AA$107+$AB$108*BM108/$AA$108+$AB$109*BM109/$AA$109+$AB$110*BM110/$AA$110+$AB$111*BM111/$AA$111+$AB$112*BM112/$AA$112+$AB$113*BM113/$AA$113+$AB$114*BM114/$AA$114+$AB$115*BM115/$AA$115+$AB$116*BM116/$AA$116+$AB$117*BM117/$AA$117+$AB$118*BM118/$AA$118+$AB$119*BM119/$AA$119+$AB$120*BM120/$AA$120+$AB$121*BM121/$AA$121+$AB$122*BM122/$AA$122+$AB$123*BM123/$AA$123+$AB$124*BM124/$AA$124+$AB$125*BM125/$AA$125+$AB$126*BM126/$AA$126)*BM$130+AB114","v":0},{"$f":"+($AB$107*BN107/$AA$107+$AB$108*BN108/$AA$108+$AB$109*BN109/$AA$109+$AB$110*BN110/$AA$110+$AB$111*BN111/$AA$111+$AB$112*BN112/$AA$112+$AB$113*BN113/$AA$113+$AB$114*BN114/$AA$114+$AB$115*BN115/$AA$115+$AB$116*BN116/$AA$116+$AB$117*BN117/$AA$117+$AB$118*BN118/$AA$118+$AB$119*BN119/$AA$119+$AB$120*BN120/$AA$120+$AB$121*BN121/$AA$121+$AB$122*BN122/$AA$122+$AB$123*BN123/$AA$123+$AB$124*BN124/$AA$124+$AB$125*BN125/$AA$125+$AB$126*BN126/$AA$126)*BN$130+AB115","v":0},{"$f":"+($AB$107*BO107/$AA$107+$AB$108*BO108/$AA$108+$AB$109*BO109/$AA$109+$AB$110*BO110/$AA$110+$AB$111*BO111/$AA$111+$AB$112*BO112/$AA$112+$AB$113*BO113/$AA$113+$AB$114*BO114/$AA$114+$AB$115*BO115/$AA$115+$AB$116*BO116/$AA$116+$AB$117*BO117/$AA$117+$AB$118*BO118/$AA$118+$AB$119*BO119/$AA$119+$AB$120*BO120/$AA$120+$AB$121*BO121/$AA$121+$AB$122*BO122/$AA$122+$AB$123*BO123/$AA$123+$AB$124*BO124/$AA$124+$AB$125*BO125/$AA$125+$AB$126*BO126/$AA$126)*BO$130+AB116","v":0},{"$f":"+($AB$107*BP107/$AA$107+$AB$108*BP108/$AA$108+$AB$109*BP109/$AA$109+$AB$110*BP110/$AA$110+$AB$111*BP111/$AA$111+$AB$112*BP112/$AA$112+$AB$113*BP113/$AA$113+$AB$114*BP114/$AA$114+$AB$115*BP115/$AA$115+$AB$116*BP116/$AA$116+$AB$117*BP117/$AA$117+$AB$118*BP118/$AA$118+$AB$119*BP119/$AA$119+$AB$120*BP120/$AA$120+$AB$121*BP121/$AA$121+$AB$122*BP122/$AA$122+$AB$123*BP123/$AA$123+$AB$124*BP124/$AA$124+$AB$125*BP125/$AA$125+$AB$126*BP126/$AA$126)*BP$130+AB117","v":0},{"$f":"+($AB$107*BQ107/$AA$107+$AB$108*BQ108/$AA$108+$AB$109*BQ109/$AA$109+$AB$110*BQ110/$AA$110+$AB$111*BQ111/$AA$111+$AB$112*BQ112/$AA$112+$AB$113*BQ113/$AA$113+$AB$114*BQ114/$AA$114+$AB$115*BQ115/$AA$115+$AB$116*BQ116/$AA$116+$AB$117*BQ117/$AA$117+$AB$118*BQ118/$AA$118+$AB$119*BQ119/$AA$119+$AB$120*BQ120/$AA$120+$AB$121*BQ121/$AA$121+$AB$122*BQ122/$AA$122+$AB$123*BQ123/$AA$123+$AB$124*BQ124/$AA$124+$AB$125*BQ125/$AA$125+$AB$126*BQ126/$AA$126)*BQ$130+AB118","v":0},{"$f":"+($AB$107*BR107/$AA$107+$AB$108*BR108/$AA$108+$AB$109*BR109/$AA$109+$AB$110*BR110/$AA$110+$AB$111*BR111/$AA$111+$AB$112*BR112/$AA$112+$AB$113*BR113/$AA$113+$AB$114*BR114/$AA$114+$AB$115*BR115/$AA$115+$AB$116*BR116/$AA$116+$AB$117*BR117/$AA$117+$AB$118*BR118/$AA$118+$AB$119*BR119/$AA$119+$AB$120*BR120/$AA$120+$AB$121*BR121/$AA$121+$AB$122*BR122/$AA$122+$AB$123*BR123/$AA$123+$AB$124*BR124/$AA$124+$AB$125*BR125/$AA$125+$AB$126*BR126/$AA$126)*BR$130+AB119","v":0},{"$f":"+($AB$107*BS107/$AA$107+$AB$108*BS108/$AA$108+$AB$109*BS109/$AA$109+$AB$110*BS110/$AA$110+$AB$111*BS111/$AA$111+$AB$112*BS112/$AA$112+$AB$113*BS113/$AA$113+$AB$114*BS114/$AA$114+$AB$115*BS115/$AA$115+$AB$116*BS116/$AA$116+$AB$117*BS117/$AA$117+$AB$118*BS118/$AA$118+$AB$119*BS119/$AA$119+$AB$120*BS120/$AA$120+$AB$121*BS121/$AA$121+$AB$122*BS122/$AA$122+$AB$123*BS123/$AA$123+$AB$124*BS124/$AA$124+$AB$125*BS125/$AA$125+$AB$126*BS126/$AA$126)*BS$130+AB120","v":0},{"$f":"+($AB$107*BT107/$AA$107+$AB$108*BT108/$AA$108+$AB$109*BT109/$AA$109+$AB$110*BT110/$AA$110+$AB$111*BT111/$AA$111+$AB$112*BT112/$AA$112+$AB$113*BT113/$AA$113+$AB$114*BT114/$AA$114+$AB$115*BT115/$AA$115+$AB$116*BT116/$AA$116+$AB$117*BT117/$AA$117+$AB$118*BT118/$AA$118+$AB$119*BT119/$AA$119+$AB$120*BT120/$AA$120+$AB$121*BT121/$AA$121+$AB$122*BT122/$AA$122+$AB$123*BT123/$AA$123+$AB$124*BT124/$AA$124+$AB$125*BT125/$AA$125+$AB$126*BT126/$AA$126)*BT$130+AB121","v":0},{"$f":"+($AB$107*BU107/$AA$107+$AB$108*BU108/$AA$108+$AB$109*BU109/$AA$109+$AB$110*BU110/$AA$110+$AB$111*BU111/$AA$111+$AB$112*BU112/$AA$112+$AB$113*BU113/$AA$113+$AB$114*BU114/$AA$114+$AB$115*BU115/$AA$115+$AB$116*BU116/$AA$116+$AB$117*BU117/$AA$117+$AB$118*BU118/$AA$118+$AB$119*BU119/$AA$119+$AB$120*BU120/$AA$120+$AB$121*BU121/$AA$121+$AB$122*BU122/$AA$122+$AB$123*BU123/$AA$123+$AB$124*BU124/$AA$124+$AB$125*BU125/$AA$125+$AB$126*BU126/$AA$126)*BU$130+AB122","v":0},{"$f":"+($AB$107*BV107/$AA$107+$AB$108*BV108/$AA$108+$AB$109*BV109/$AA$109+$AB$110*BV110/$AA$110+$AB$111*BV111/$AA$111+$AB$112*BV112/$AA$112+$AB$113*BV113/$AA$113+$AB$114*BV114/$AA$114+$AB$115*BV115/$AA$115+$AB$116*BV116/$AA$116+$AB$117*BV117/$AA$117+$AB$118*BV118/$AA$118+$AB$119*BV119/$AA$119+$AB$120*BV120/$AA$120+$AB$121*BV121/$AA$121+$AB$122*BV122/$AA$122+$AB$123*BV123/$AA$123+$AB$124*BV124/$AA$124+$AB$125*BV125/$AA$125+$AB$126*BV126/$AA$126)*BV$130+AB123","v":0},{"$f":"+($AB$107*BW107/$AA$107+$AB$108*BW108/$AA$108+$AB$109*BW109/$AA$109+$AB$110*BW110/$AA$110+$AB$111*BW111/$AA$111+$AB$112*BW112/$AA$112+$AB$113*BW113/$AA$113+$AB$114*BW114/$AA$114+$AB$115*BW115/$AA$115+$AB$116*BW116/$AA$116+$AB$117*BW117/$AA$117+$AB$118*BW118/$AA$118+$AB$119*BW119/$AA$119+$AB$120*BW120/$AA$120+$AB$121*BW121/$AA$121+$AB$122*BW122/$AA$122+$AB$123*BW123/$AA$123+$AB$124*BW124/$AA$124+$AB$125*BW125/$AA$125+$AB$126*BW126/$AA$126)*BW$130+AB124","v":0},{"$f":"+($AB$107*BX107/$AA$107+$AB$108*BX108/$AA$108+$AB$109*BX109/$AA$109+$AB$110*BX110/$AA$110+$AB$111*BX111/$AA$111+$AB$112*BX112/$AA$112+$AB$113*BX113/$AA$113+$AB$114*BX114/$AA$114+$AB$115*BX115/$AA$115+$AB$116*BX116/$AA$116+$AB$117*BX117/$AA$117+$AB$118*BX118/$AA$118+$AB$119*BX119/$AA$119+$AB$120*BX120/$AA$120+$AB$121*BX121/$AA$121+$AB$122*BX122/$AA$122+$AB$123*BX123/$AA$123+$AB$124*BX124/$AA$124+$AB$125*BX125/$AA$125+$AB$126*BX126/$AA$126)*BX$130+AB125","v":0},{"$f":"+($AB$107*BY107/$AA$107+$AB$108*BY108/$AA$108+$AB$109*BY109/$AA$109+$AB$110*BY110/$AA$110+$AB$111*BY111/$AA$111+$AB$112*BY112/$AA$112+$AB$113*BY113/$AA$113+$AB$114*BY114/$AA$114+$AB$115*BY115/$AA$115+$AB$116*BY116/$AA$116+$AB$117*BY117/$AA$117+$AB$118*BY118/$AA$118+$AB$119*BY119/$AA$119+$AB$120*BY120/$AA$120+$AB$121*BY121/$AA$121+$AB$122*BY122/$AA$122+$AB$123*BY123/$AA$123+$AB$124*BY124/$AA$124+$AB$125*BY125/$AA$125+$AB$126*BY126/$AA$126)*BY$130+AB126","v":0},null,null,null,null,null,null,null,null,null,"%I12th",4.422269851178548E-2,3.9356667879583238E-2,3.0586730526414255E-2,1.2346816265673292E-2,7.6921211975877592E-3,4.7339024774790987E-3,9.3994461380550193E-3,1.9060725304796352E-3,9.0945665869288511E-3,1.1612531087397678E-2,7.628402418021396E-4,3.0912450503064435E-2,2.0258932178141554E-2,2.4818575383434092E-2,2.2276796368782801E-2,2.2276796368782801E-2,2.2276796368782801E-2,2.2276796368782801E-2,12]
[null,null,null,null,null,null,null,null,null,null,null,null,null,null,null,null,null,null,null,null,null,null,null,null,null,null,null,null,"Af67",null,"%Zf=",{"$f":"+AF67+0.001","v":5.0010000000000003},{"$f":"+AG67+0.001","v":1E-3},1E-3,1E-3,1E-3,1E-3,1E-3,1E-3,1E-3,1E-3,1E-3,1E-3,1E-3,1E-3,1E-3,1E-3,1E-3,1E-3,1E-3,1E-3,1E-3,1E-3,1E-3,1E-3,1E-3,null,null,null,null,null,null,null,null,null,null,null,null,null,null,null,null,null,null,null,null,null,null,null,null,null,null,null,null,null,null,"%I13th",3.8200201509114934E-2,2.9026638362091976E-3,1.4107955403320513E-2,6.9481230003941774E-3,3.0877134697586409E-2,5.4269441542185916E-2,2.4945392619108921E-2,1.9920611911010123E-2,1.7970509062942487E-2,1.5184452257779519E-2,4.793763905286897E-3,8.8682533990412076E-3,2.4291746388594094E-2,1.1852837952376917E-2,3.3308489403806998E-2,3.3308489403806998E-2,3.3308489403806998E-2,3.3308489403806998E-2,13,7.0000000000000007E-2,0.01,0.01,0.01,0,0,0,0.01,0,0,0.01,0.01,0,0.02,0.06,0.5,0.5,0.5]
[null,null,null,null,null,null,null,null,null,null,null,null,null,null,null,null,null,null,null,null,null,null,null,null,null,null,null,null,null,null,"%Zloop=",{"$f":"+AF127+AF128","v":5.0033219743576725},{"$f":"+AG127+AG128","v":1E-3},1E-3,1E-3,1E-3,1E-3,1E-3,1E-3,1E-3,1E-3,1E-3,1E-3,1E-3,1E-3,1E-3,1E-3,1E-3,1E-3,1E-3,1E-3,1E-3,1E-3,1E-3,1E-3,1E-3,0,2.2766646363371265E-4,2.321974357672207E-3,0,0,0,0,0,0,0,0,0,0,0,0,0,0,0,0,0,0,null,null,null,null,null,null,null,null,null,"%I14th",3.1261495613992669E-2,1.1606508792035598E-2,2.7429050169300417E-2,8.1023918323392969E-3,2.4345218895168411E-3,2.8917256537448143E-3,1.9697038967195876E-3,4.906023106699714E-3,5.1303652975392758E-3,2.1362716192785559E-3,5.4505465013078326E-3,9.0311662681587506E-3,9.1862489029775826E-3,1.8049121101315329E-2,2.3246857283232905E-2,2.3246857283232905E-2,2.3246857283232905E-2,2.3246857283232905E-2,14,0.01,0.01,0.01,0.01,0,0.01,0.01,0,0,0.01,0,0.01,0.02,0.02,0.01,0,0,0]
[null,null,null,null,null,null,null,null,null,null,null,null,null,null,null,null,null,null,null,null,null,null,null,null,null,null,null,null,null,null,"HPdrv",{"$f":"+AF55+0.001","v":1.0009999999999999},{"$f":"+AG55+0.001","v":1E-3},1E-3,1E-3,1E-3,1E-3,1E-3,1E-3,1E-3,1E-3,1E-3,1E-3,1E-3,1E-3,1E-3,1E-3,1E-3,1E-3,1E-3,1E-3,1E-3,1E-3,1E-3,1E-3,1E-3,{"$f":"+AA107","v":1.0019999999999998},{"$f":"+AA107","v":1.0019999999999998},{"$f":"+AA108","v":1.0009999999999999},{"$f":"+AA109","v":1E-3},{"$f":"+AA110","v":1E-3},{"$f":"+AA111","v":1E-3},{"$f":"+AA112","v":1E-3},{"$f":"+AA113","v":1E-3},{"$f":"+AA114","v":1E-3},{"$f":"+AA115","v":1E-3},{"$f":"+AA116","v":1E-3},{"$f":"+AA117","v":1E-3},{"$f":"+AA118","v":1E-3},{"$f":"+AA119","v":1E-3},{"$f":"+AA120","v":1E-3},{"$f":"+AA121","v":1E-3},{"$f":"+AA122","v":1E-3},{"$f":"+AA123","v":1E-3},{"$f":"+AA124","v":1E-3},{"$f":"+AA125","v":1E-3},{"$f":"+AA126","v":1E-3},null,null,null,null,null,null,null,null,null,"%I15th",0.17764762352576602,0.44780429565471902,0.30337503627755424,0.36745799135044865,0.59157093065154864,0.67293053415211634,0.50241354632651691,0.38996281349004269,0.30934357005454033,0.25434577067946362,0.18862593377051984,0.16032946481050137,0.1491479628091259,0.12193556903905037,0.1027991316823809,0.1027991316823809,0.1027991316823809,0.1027991316823809,15]
[null,null,null,null,null,null,null,null,null,null,null,null,null,null,null,null,null,null,null,null,null,null,null,null,null,null,null,null,"not8 or 9=",null,null,{"$f":"+IF(AF54=8,0,IF(AF54=9,0,1))","v":1},1,1,1,1,1,1,1,1,1,1,1,1,1,1,1,1,1,1,1,1,1,1,1,1,0,1,1,1,1,1,1,1,1,1,1,1,1,1,1,1,1,1,1,1,1,null,null,null,null,null,null,null,null,null,"%I16th",5.3564408475049459E-2,7.5311894260015021E-3,2.7033958156056991E-2,9.2955264140000412E-4,1.0406497210362187E-2,1.1333555927757286E-2,1.4826511265297491E-3,9.9813059289114488E-3,1.148442082137309E-2,8.2996937710514765E-3,1.2527341652998548E-2,2.5592389359283228E-2,2.4662098235292862E-2,1.5760369308122059E-2,5.3336030500534683E-2,5.3336030500534683E-2,5.3336030500534683E-2,5.3336030500534683E-2,16,0.01,0.01,0.01,0.01,0.01,0.02,0.01,0.02,0.02,0.03,0.04,0.04,0.06,7.0000000000000007E-2,0.09,0,0]
[null,null,null,null,null,null,null,null,null,null,null,null,null,null,null,null,null,null,null,null,null,null,null,null,null,null,null,null,null,"not 8=",null,{"$f":"+IF(AF$54=8,0,1)","v":1},1,1,1,1,1,1,1,1,1,1,1,1,1,1,1,1,1,1,1,1,1,1,1,1,1,1,1,{"$f":"+IF(BH$53=8,0,1)","v":1},1,1,1,1,1,1,1,1,1,1,1,1,1,1,1,1,1,null,null,null,null,null,null,null,null,null,"%I17th",19.465770621648947,8.4799627522534333,5.6743022382068249,4.1285226102917401,4.1234655766844455,3.5904430241365572,3.1125689896979143,2.899671445357531,2.6967332874341721,2.5191423201551442,2.2366744260285447,2.0603819886499224,1.8964554472716002,1.6518580160919123,1.4790245412257466,1.4790245412257466,1.4790245412257466,1.4790245412257466,17,11.6,7.75,4.84,3.42,2.8,2.37,2.2400000000000002,2.13,2.04,1.86,1.7,1.51,1.4,1.33,1.2,0.2,0.2]
[null,null,null,null,null,null,null,null,null,null,null,null,null,null,null,null,null,null,null,null,null,null,null,null,null,null,null,null,null,"DrvUsedFactor=",null,{"$f":"+$G$9/10000*IF($H22=0,100,$H22)","v":1},{"$f":"+$G$9/10000*IF($H23=0,100,$H23)","v":1},{"$f":"+$G$9/10000*IF($H24=0,100,$H24)","v":1},{"$f":"+$G$9/10000*IF($H25=0,100,$H25)","v":1},{"$f":"+$G$9/10000*IF($H26=0,100,$H26)","v":1},{"$f":"+$G$9/10000*IF($H27=0,100,$H27)","v":1},{"$f":"+$G$9/10000*IF($H28=0,100,$H28)","v":1},{"$f":"+$G$9/10000*IF($H29=0,100,$H29)","v":1},{"$f":"+$G$9/10000*IF($H30=0,100,$H30)","v":1},{"$f":"+$G$9/10000*IF($H31=0,100,$H31)","v":1},{"$f":"+$G$9/10000*IF($H32=0,100,$H32)","v":1},{"$f":"+$G$9/10000*IF($H33=0,100,$H33)","v":1},{"$f":"+$G$9/10000*IF($H34=0,100,$H34)","v":1},{"$f":"+$G$9/10000*IF($H35=0,100,$H35)","v":1},{"$f":"+$G$9/10000*IF($H36=0,100,$H36)","v":1},{"$f":"+$G$9/10000*IF($H37=0,100,$H37)","v":1},{"$f":"+$G$9/10000*IF($H38=0,100,$H38)","v":1},{"$f":"+$G$9/10000*IF($H39=0,100,$H39)","v":1},{"$f":"+$G$9/10000*IF($H40=0,100,$H40)","v":1},{"$f":"+$G$9/10000*IF($H41=0,100,$H41)","v":1},{"$f":"+$G$9/10000*IF($H42=0,100,$H42)","v":1},{"$f":"+$G$9/10000*IF($H43=0,100,$H43)","v":1},{"$f":"+$G$9/10000*IF($H44=0,100,$H44)","v":1},{"$f":"+$G$9/10000*IF($H45=0,100,$H45)","v":1},{"$f":"+$G$9/10000*IF($H46=0,100,$H46)","v":1},1,1,1,1,1,1,1,1,1,1,1,1,1,1,1,1,1,1,1,1,1,null,null,null,null,null,null,null,null,null,"%I18th",7.3318148302150887E-2,3.6835095779405328E-3,1.2188017397659711E-2,2.4969850181657893E-4,1.1029294252790041E-2,2.314450493914366E-3,9.4916420614812053E-3,9.4124271043199825E-3,4.0195845617664351E-3,7.1494855337542358E-3,1.2289589977142698E-2,4.2626606084405022E-2,3.0661337718265871E-2,1.8053781890052356E-2,5.7282188437605901E-2,5.7282188437605901E-2,5.7282188437605901E-2,5.7282188437605901E-2,18,null,null,null,null,null,null,null,null,null,null,null,null,null,null,null,0.1,0.1]
[null,"HpCalculator",0,"utility","T1","T2","T3","T4","T5","T6","T7","T8","T9","B1","B2","B3","B4","B5","B6","B7","B8","B9","B10",null,"Hpudv&mtr","HpCalculator","FedFrom","Hpused","Hpdrvused","HPdrv","Hpall","D1","D2","D3","D4","D5","D6","D7","D8","D9","D10","D11","D12","D13","D14","D15","D16","D17","D18","D19","D20","D21","D22","D23","D24","D25",null,"utility","T1","T2","T3","T4","T5","T6","T7","T8","T9","B1","B2","B3","B4","B5","B6","B7","B8","B9","B10",null,null,null,null,null,null,null,null,null,"%I19th",12.584039296140794,6.6237604013500064,3.4962064140071276,2.376181633522473,1.7359067049459886,1.4787418663883014,1.7413654031191583,1.6294232566841957,1.5590656026838963,1.4996274397258564,1.4035741360481546,1.323639968578866,1.2499505433484608,1.1002659908221164,1.0261172499760505,1.0261172499760505,1.0261172499760505,1.0261172499760505,19,9.36,3.78,2.4,2,1.8,1.62,1.58,1.56,1.52,1.42,1.31,1.2,1.1000000000000001,1.04,0.97,0.2,0.2]
[null,"utility",null,{"$f":"+IF(BN$53=$Z135,D$127,0)","v":0},{"$f":"+IF(BO$53=$Z135,E$155,0)","v":1},0,0,0,0,0,0,0,0,0,0,0,0,0,0,0,{"$f":"+IF(CE$53=$Z135,U$155,0)","v":0},0,0,null,{"$f":"SUMPRODUCT($AF$132:$BD$132,$AF$133:$BD$133,$AF135:$BD135)+SUM(D135:W135)","v":1},"utility",0,{"$f":"SUMPRODUCT($AF$133:$BD$133,$AF135:$BD135)+SUM(D135:W135)","v":1},{"$f":"SUMPRODUCT($AF$131:$BD$131,$AF$133:$BD$133,$AF135:$BD135)+SUM(D107:W107)+0.001","v":1.0019999999999998},{"$f":"SUMPRODUCT($AF$131:$BD$131,$AF135:$BD135)+SUM(D160:W160)","v":1},{"$f":"+SUM(AF135:BY135)+0.001","v":1.0019999999999998},{"$f":"+IF(AF$53=$Z135,AF$55,0)","v":0},0,0,0,0,0,0,0,0,0,0,0,0,0,0,0,{"$f":"+IF(AV$53=$Z135,AV$55,0)","v":0},0,0,0,0,0,0,0,0,null,{"$f":"+IF(BN$53=$Z135,BN$55,0)","v":0},1.0009999999999999,0,0,0,0,0,0,0,0,0,0,0,0,0,0,{"$f":"+IF(CD$53=$Z135,CD$55,0)","v":0},0,0,0,null,null,null,null,null,null,null,null,null,"%I20th",4.1199520580854326E-2,6.8008227277607134E-3,2.2790412356099965E-2,1.9023436235248246E-3,6.3920848190291528E-3,1.1324690410816074E-2,3.2305583824645554E-3,6.4241142915966139E-3,1.3549164499640961E-2,9.5497367140883142E-3,1.351992352067667E-2,2.0049879844036726E-2,1.1238194779151724E-2,7.262651160018339E-3,2.1278566064702534E-2,2.1278566064702534E-2,2.1278566064702534E-2,2.1278566064702534E-2,20,0,0.01,0,0.01,0,0.01,0,0,0,0.01,0.02,0.03,0.03,0.05,7.0000000000000007E-2,0,0]
[null,"T1",null,{"$f":"+IF(BN$53=$Z136,D$155,0)","v":0},0,0,0,0,0,0,0,0,0,0,0,0,0,0,0,0,0,0,0,null,{"$f":"SUMPRODUCT($AF$132:$BD$132,$AF$133:$BD$133,$AF136:$BD136)+SUM(D136:W136)","v":1},"T1",{"$f":"+C12","v":"Utility"},1,{"$f":"SUMPRODUCT($AF$131:$BD$131,$AF$133:$BD$133,$AF136:$BD136)+SUM(D108:W108)+0.001","v":1.0009999999999999},1,{"$f":"+SUM(AF136:BY136)+0.001","v":1.0009999999999999},1,0,0,0,0,0,0,0,0,0,0,0,0,0,0,0,0,0,0,0,0,0,0,0,0,null,0,0,0,0,0,0,0,0,0,0,0,0,0,0,0,0,0,0,0,0,null,null,null,null,null,null,null,null,null,"%I21th",0.34233707588102386,0.22217029445187039,0.29024920938893117,0.23796881034657147,0.33401613048819906,0.36420941860498685,0.29831627662129179,0.22663511250934376,0.18328555451625964,0.15612693984873327,0.12021358757951035,0.10387675166587826,8.7846623623340753E-2,9.6536573133051529E-2,6.9132268939710501E-2,6.9132268939710501E-2,6.9132268939710501E-2,6.9132268939710501E-2,21,null,null,null,null,null,null,null,null,null,null,null,null,null,null,null,0.1,0.1]
[null,"T2",null,0,0,0,0,0,0,0,0,0,0,0,0,0,0,0,0,0,0,0,0,null,0,"T2",0,0,1E-3,0,1E-3,0,0,0,0,0,0,0,0,0,0,0,0,0,0,0,0,0,0,0,0,0,0,0,0,0,null,0,0,0,0,0,0,0,0,0,0,0,0,0,0,0,0,0,0,0,0,null,null,null,null,null,null,null,null,null,"%I22th",1.129604679785302E-2,1.2597552325599936E-2,8.6406715689449267E-3,7.9357880194828243E-3,2.7993295398012997E-3,4.471501027062578E-3,5.3478828925154339E-3,1.3881971977561228E-4,2.8966204027587113E-3,2.6258873338061298E-3,3.9161943684504269E-3,6.6313792443877294E-3,1.039317820603094E-2,9.2481609548316721E-3,8.4227231940324637E-3,8.4227231940324637E-3,8.4227231940324637E-3,8.4227231940324637E-3,22,0,0.01,0,0.01,0,0.01,0,0,0,0,0,0,0,0.02,0.01,0,0]
[null,"T3",null,0,0,0,0,0,0,0,0,0,0,0,0,0,0,0,0,0,0,0,0,null,0,"T3",0,0,1E-3,0,1E-3,0,0,0,0,0,0,0,0,0,0,0,0,0,0,0,0,0,0,0,0,0,0,0,0,0,null,0,0,0,0,0,0,0,0,0,0,0,0,0,0,0,0,0,0,0,0,null,null,null,null,null,null,null,null,null,"%I23th",1.352870455983959E-2,1.44287193375419E-2,2.2772024324731407E-2,1.2097303665249559E-2,2.8599823543775302E-2,4.6563769179400478E-2,3.1469510825772928E-2,2.2255477849055041E-2,1.6896055581346929E-2,1.1634312670687451E-2,9.1230911361812848E-3,1.3742211073343148E-2,1.1776377076773419E-2,4.6553488882105972E-3,9.9245057152069199E-3,9.9245057152069199E-3,9.9245057152069199E-3,9.9245057152069199E-3,23,0,0.01,0,0.01,0,0,0,0,0,0,0,0,0,0.01,0.03,0.1,0.1]
[null,"T4",null,0,0,0,0,0,0,0,0,0,0,0,0,0,0,0,0,0,0,0,0,null,0,"T4",0,0,1E-3,0,1E-3,0,0,0,0,0,0,0,0,0,0,0,0,0,0,0,0,0,0,0,0,0,0,0,0,0,null,0,0,0,0,0,0,0,0,0,0,0,0,0,0,0,0,0,0,0,0,null,null,null,null,null,null,null,null,null,"%I24th",1.2363992260293477E-2,1.886291936041052E-2,2.0394982073803535E-2,9.3245847406402491E-3,1.1970211850150641E-2,2.3925334066121919E-3,3.53309534083859E-3,1.4958827986084795E-3,1.3471201316226583E-3,4.7476520584148483E-3,1.2191812561682887E-2,3.2638330054661222E-3,6.8058227229769279E-3,1.022491572249664E-2,5.7704085932457315E-3,5.7704085932457315E-3,5.7704085932457315E-3,5.7704085932457315E-3,24,null,null,null,null,null,null,null,null,null,null,null,null,null,null,null,0.1,0.1]
[null,"T5",null,0,0,0,0,0,0,0,0,0,0,0,0,0,0,0,0,0,0,0,0,null,0,"T5",0,0,1E-3,0,1E-3,0,0,0,0,0,0,0,0,0,0,0,0,0,0,0,0,0,0,0,0,0,0,0,0,0,null,0,0,0,0,0,0,0,0,0,0,0,0,0,0,0,0,0,0,0,0,null,null,null,null,null,null,null,null,null,"%I25th",2.3130355362737838E-2,6.8632817990338475E-3,1.4931406139677091E-2,3.1671428564611723E-3,4.9192054820767174E-3,2.7272310898075157E-3,1.1644950949282256E-3,9.1153972485995976E-4,1.6250910994249474E-3,1.1595156526019049E-3,2.879940548148332E-3,1.588590861596724E-2,9.4796072777087199E-3,9.6531830719525959E-3,1.4849541579806124E-2,1.4849541579806124E-2,1.4849541579806124E-2,1.4849541579806124E-2,25,0.01,0,0,0.01,0,0.01,0,0,0.01,0,0.01,0,0.01,0.01,0.03,0.1,0.1]
[null,"T6",null,0,0,0,0,0,0,0,0,0,0,0,0,0,0,0,0,0,0,0,0,null,0,"T6",0,0,1E-3,0,1E-3,0,0,0,0,0,0,0,0,0,0,0,0,0,0,0,0,0,0,0,0,0,0,0,0,0,null,0,0,0,0,0,0,0,0,0,0,0,0,0,0,0,0,0,0,0,0,null,null,null,null,null,null,null,null,null,"%I26th",3.1611002585786141E-2,9.7626111108930578E-3,1.0648310119806185E-2,4.1677449239006237E-3,3.7386109105296017E-3,9.0118819245158435E-3,3.860697217103512E-3,1.3927368516634727E-3,4.6059192292799639E-3,1.6662911432042363E-3,8.5017892388487056E-3,4.6289186102511422E-3,8.124960207294956E-3,9.5137483868775168E-3,6.8972904817387031E-3,6.8972904817387031E-3,6.8972904817387031E-3,6.8972904817387031E-3,26]
[null,"T7",null,0,0,0,0,0,0,0,0,0,0,0,0,0,0,0,0,0,0,0,0,null,0,"T7",0,0,1E-3,0,1E-3,0,0,0,0,0,0,0,0,0,0,0,0,0,0,0,0,0,0,0,0,0,0,0,0,0,null,0,0,0,0,0,0,0,0,0,0,0,0,0,0,0,0,0,0,0,0,null,null,null,null,null,null,null,null,null,"%I27th",4.2561508673916795E-2,4.2110544072677955E-3,6.9164154534909613E-3,5.7704241148783767E-4,2.5926347709298372E-3,3.2736810929914904E-3,1.479142949932011E-3,1.1904950289089152E-3,9.0151888121039407E-4,3.8897911446283662E-3,5.3375143398458353E-3,1.3341843310008261E-2,5.7601732177948086E-3,1.0988487364629233E-2,4.7217185447085358E-3,4.7217185447085358E-3,4.7217185447085358E-3,4.7217185447085358E-3,27,null,null,null,null,null,null,null,null,null,null,null,null,null,null,null,16,16]
[null,"T8",null,0,0,0,0,0,0,0,0,0,0,0,0,0,0,0,0,0,0,0,0,null,0,"T8",0,0,1E-3,0,1E-3,0,0,0,0,0,0,0,0,0,0,0,0,0,0,0,0,0,0,0,0,0,0,0,0,0,null,0,0,0,0,0,0,0,0,0,0,0,0,0,0,0,0,0,0,0,0,null,null,null,null,null,null,null,null,null,"%I28th",1.9300280013826793E-2,2.216264216482278E-2,2.2543702639677601E-2,2.4952486551635443E-3,1.0121659838270347E-2,4.253285757174232E-3,3.1261145947005871E-3,6.3496407752752781E-4,3.0005614614774445E-3,3.4581880840275215E-3,4.900323391439091E-3,6.4493197663863001E-3,8.5871081486411753E-3,1.5584860554549324E-2,9.4879686200428654E-3,9.4879686200428654E-3,9.4879686200428654E-3,9.4879686200428654E-3,28]
[null,"T9",null,0,0,0,0,0,0,0,0,0,0,0,0,0,0,0,0,0,0,0,0,null,0,"T9",0,0,1E-3,0,1E-3,0,0,0,0,0,0,0,0,0,0,0,0,0,0,0,0,0,0,0,0,0,0,0,0,0,null,0,0,0,0,0,0,0,0,0,0,0,0,0,0,0,0,0,0,0,0,null,null,null,null,null,null,null,null,null,"%I29th",5.1099597360471517E-2,1.1373226262514642E-2,1.5978164729295377E-2,1.1781899656869656E-3,6.8657332727736472E-3,1.0856185099007353E-2,4.1473129178297994E-3,1.46232786811845E-4,1.765617303856678E-3,1.4114871964999059E-3,3.2888935082175694E-3,3.4802377119631197E-3,5.2511329234699259E-3,6.0224330085020114E-3,6.7048676109087123E-3,6.7048676109087123E-3,6.7048676109087123E-3,6.7048676109087123E-3,29,0.01,0,0,0.01,0,0.01,0,0.01,0.01,0,0.01,0.01,0.01,0.01,0.03,0.1,0.1]
[null,"B1",null,0,0,0,0,0,0,0,0,0,0,0,0,0,0,0,0,0,0,0,0,null,0,"B1",{"$f":"+J11","v":0},0,1E-3,0,1E-3,0,0,0,0,0,0,0,0,0,0,0,0,0,0,0,0,0,0,0,0,0,0,0,0,0,null,0,0,0,0,0,0,0,0,0,0,0,0,0,0,0,0,0,0,0,0,null,null,null,null,null,null,null,null,null,"%I30th",1.8445323722156598E-2,2.4492702670692822E-2,1.4683148204047125E-2,1.0449876719560982E-2,6.0350364742956398E-3,3.2658452011629919E-3,7.4867638206869399E-3,1.2817372359480072E-3,5.4006504486629687E-3,5.50613131763292E-3,8.6820242990608698E-3,1.1571680562329234E-2,5.1485066490473035E-3,1.3882902397956453E-2,7.3985874102603889E-3,7.3985874102603889E-3,7.3985874102603889E-3,7.3985874102603889E-3,30,null,null,null,null,null,null,null,null,null,null,null,null,null,null,null,0.1,0.1]
[null,"B2",null,0,0,0,0,0,0,0,0,0,0,0,0,0,0,0,0,0,0,0,0,null,0,"B2",0,0,1E-3,0,1E-3,0,0,0,0,0,0,0,0,0,0,0,0,0,0,0,0,0,0,0,0,0,0,0,0,0,null,0,0,0,0,0,0,0,0,0,0,0,0,0,0,0,0,0,0,0,0,null,null,null,null,null,null,null,null,null,"%I31th",1.2165110077333657E-2,4.9975776624164693E-3,4.1276347804122841E-3,5.7931431742411091E-3,3.0974990823529787E-2,4.9118913537718779E-2,2.6939163258742748E-2,2.0634789070483963E-2,1.6897268673990454E-2,1.2718999507716829E-2,5.8980797336328217E-3,7.3654543228131647E-3,1.5120278686567894E-2,7.6071509197211907E-3,1.4066806290582505E-2,1.4066806290582505E-2,1.4066806290582505E-2,1.4066806290582505E-2,31,0.01,0,0,0,0,0,0,0,0,0,0,0,0,0.01,0.03,0.1,0.1]
[null,"B3",null,0,0,0,0,0,0,0,0,0,0,0,0,0,0,0,0,0,0,0,0,null,0,"B3",0,0,1E-3,0,1E-3,0,0,0,0,0,0,0,0,0,0,0,0,0,0,0,0,0,0,0,0,0,0,0,0,0,null,0,0,0,0,0,0,0,0,0,0,0,0,0,0,0,0,0,0,0,0,null,null,null,null,null,null,null,null,null,"%I32th",6.2647009025447887E-3,1.110101054269127E-2,8.2685354865593644E-3,8.7150935863706674E-3,5.6812193616024853E-3,3.693443623713503E-3,2.0836637988730978E-3,3.5993173961069553E-3,5.4191153918099521E-3,5.2883676377996234E-3,3.8836330213418611E-3,5.5438318438943658E-3,5.1755577670801935E-3,1.7615303611860892E-3,1.2232222262160393E-2,1.2232222262160393E-2,1.2232222262160393E-2,1.2232222262160393E-2,32,null,null,null,null,null,null,null,null,null,null,null,null,null,null,null,0.1,0.1]
[null,"B4",null,0,0,0,0,0,0,0,0,0,0,0,0,0,0,0,0,0,0,0,0,null,0,"B4",0,0,1E-3,0,1E-3,0,0,0,0,0,0,0,0,0,0,0,0,0,0,0,0,0,0,0,0,0,0,0,0,0,null,0,0,0,0,0,0,0,0,0,0,0,0,0,0,0,0,0,0,0,0,null,null,null,null,null,null,null,null,null,"%I33rd",0.17030737348559996,0.15735265356928346,0.17187229509468813,0.13878550615271959,0.23187746751184402,0.26830691029481252,0.19769990672316526,0.15749091996405207,0.12575049758105353,0.10470295238727553,7.8259171349565879E-2,6.2346074385234686E-2,7.0060105284727059E-2,5.1517136515098275E-2,3.5553208993643705E-2,3.5553208993643705E-2,3.5553208993643705E-2,3.5553208993643705E-2,33,null,null,null,null,null,null,null,null,null,null,null,null,null,null,null,0.1,0.1]
[null,"B5",null,0,0,0,0,0,0,0,0,0,0,0,0,0,0,0,0,0,0,0,0,null,0,"B5",0,0,1E-3,0,1E-3,0,0,0,0,0,0,0,0,0,0,0,0,0,0,0,0,0,0,0,0,0,0,0,0,0,null,0,0,0,0,0,0,0,0,0,0,0,0,0,0,0,0,0,0,0,0,null,null,null,null,null,null,null,null,null,"%I35th",3.3494752281536497,1.8072642770699725,1.2203909786769149,1.0749073563958396,0.89678255542574936,0.78213904557429192,0.62225720545991714,0.59501772753139459,0.55832420885365175,0.51882463110238164,0.46073417858152727,0.41466796544148421,0.39639842890904403,0.32672292529851582,0.29211757663413529,0.29211757663413529,0.29211757663413529,0.29211757663413529,35,1.35,2.17,1.45,0.93,0.67,0.48,0.39,0.36,0.32,0.3,0.3,0.3,0.3,0.28999999999999998,0.26,0.1,0.1]
[null,"B6",null,0,0,0,0,0,0,0,0,0,0,0,0,0,0,0,0,{"$f":"+IF(CD$53=$Z150,T$155,0)","v":0},0,0,0,null,0,"B6",0,0,1E-3,0,1E-3,0,0,0,0,0,0,0,0,0,0,0,0,0,0,0,{"$f":"+IF(AU$53=$Z150,AU$55,0)","v":0},0,0,0,0,0,0,0,0,0,null,0,0,0,0,0,0,0,0,0,0,0,0,0,0,0,{"$f":"+IF(CC$53=$Z150,CC$55,0)","v":0},0,0,0,0,null,null,null,null,null,null,null,null,null,"%I37th",3.1189151925683225,1.4056526980963227,0.98399832504850226,0.62099449933941731,0.45586185995797834,0.34889117394035618,0.47573681316545768,0.4245565205815382,0.39795924163912416,0.37312937011564951,0.33525489332372926,0.30530452047005446,0.29389039729912053,0.22447569772668705,0.2107532532144521,0.2107532532144521,0.2107532532144521,0.2107532532144521,37,1.1100000000000001,1.37,1.07,0.79,0.61,0.45,0.37,0.33,0.3,0.27,0.26,0.26,0.26,0.25,0.23,0.1,0.1]
[null,"B7",null,0,{"$f":"+IF(BO$53=$Z151,E$155,0)","v":0},0,0,0,0,0,0,0,0,0,0,0,0,0,0,{"$f":"+IF(CD$53=$Z151,T$155,0)","v":0},0,0,0,null,0,"B7",0,0,1E-3,0,1E-3,{"$f":"+IF(AF$53=$Z151,AF$55,0)","v":0},0,0,0,0,0,0,0,0,0,0,0,0,0,0,0,0,0,0,0,0,0,0,0,0,null,{"$f":"+IF(BN$53=$Z151,BN$55,0)","v":0},0,0,0,0,0,0,0,0,0,0,0,0,0,0,{"$f":"+IF(CC$53=$Z151,CC$55,0)","v":0},0,0,0,0,null,null,null,null,null,null,null,null,null,"%I39th",0.10100696005941423,0.12350253287615016,0.11792171362084675,9.7186467689084691E-2,0.14476258042540571,0.16491858812598834,0.15420806389829278,0.11716558132912926,9.6162708496057125E-2,8.2665843767599195E-2,6.3183589292924308E-2,4.8483389351668571E-2,3.7245546770244421E-2,3.5334114159231537E-2,3.0492554555150292E-2,3.0492554555150292E-2,3.0492554555150292E-2,3.0492554555150292E-2,39,null,null,null,null,null,null,null,null,null,null,null,null,null,null,null,0.1,0.1]
[null,"B8",null,0,0,0,0,0,0,0,0,0,0,0,0,0,0,0,0,{"$f":"+IF(CD$53=$Z152,T$155,0)","v":0},0,0,0,null,0,"B8",0,0,1E-3,0,1E-3,0,0,0,0,0,0,0,0,0,0,0,0,0,0,0,0,0,0,0,0,0,0,0,0,0,null,0,0,0,0,0,0,0,0,0,0,0,0,0,0,0,{"$f":"+IF(CC$53=$Z152,CC$55,0)","v":0},0,0,0,0,null,null,null,null,null,null,null,null,null,"%I41th",1.0875048042851731E-2,1.1345301384534179E-2,1.553446220937566E-2,1.0090832377495919E-2,2.2781995937148723E-2,3.9063078177609338E-2,2.6787780992252049E-2,1.8565755188530961E-2,1.6684150844679627E-2,1.1946633417155086E-2,8.6205896988135362E-3,1.018196015706686E-2,8.2592876341984478E-3,5.4455450738344832E-3,7.130193939464422E-3,7.130193939464422E-3,7.130193939464422E-3,7.130193939464422E-3,41,0,0,0,0.01,0,0,0,0,0,0,0,0,0,0.01,0.01,0.1,0.1]
[null,"B9",null,0,0,0,0,0,0,0,0,0,0,0,0,0,0,0,0,{"$f":"+IF(CD$53=$Z153,T$155,0)","v":0},0,0,0,null,0,"B9",0,0,1E-3,0,1E-3,0,0,0,0,0,0,0,0,0,0,0,0,0,0,0,0,0,0,0,0,0,0,0,0,0,null,0,0,0,0,0,0,0,0,0,0,0,0,0,0,0,{"$f":"+IF(CC$53=$Z153,CC$55,0)","v":0},0,0,0,0,null,null,null,null,null,null,null,null,null,"%I43th",2.9070496168086362E-2,2.910520406097968E-3,4.468233885528099E-3,2.7550240361501437E-3,5.375139154721739E-3,4.3716403470106819E-3,2.0486894304360291E-3,2.0523269233624067E-3,2.2704160664398011E-3,2.4128235932977587E-3,1.9325428173846591E-3,6.5085768020483907E-3,7.8687706284740009E-3,5.810843700192486E-3,1.753177725263055E-2,1.753177725263055E-2,1.753177725263055E-2,1.753177725263055E-2,43,0.01,0,0,0.01,0,0,0,0,0.01,0,0.01,0,0.01,0.01,0.01,0.1,0.1]
[null,"B10",null,0,0,0,0,0,0,0,0,0,0,0,0,0,0,0,0,{"$f":"+IF(CD$53=$Z154,T$155,0)","v":0},0,0,0,null,0,"B10",0,0,1E-3,0,1E-3,0,0,0,0,0,0,0,0,0,0,0,0,0,0,0,0,0,0,0,0,0,0,0,0,0,null,0,0,0,0,0,0,0,0,0,0,0,0,0,0,0,{"$f":"+IF(CC$53=$Z154,CC$55,0)","v":0},0,0,0,0,null,null,null,null,null,null,null,null,null,"%I45th",4.0930735901297186E-2,3.6014792349135872E-3,6.9576650503804299E-3,2.0292886265946145E-4,2.8861897296676197E-3,4.1208188636618903E-3,1.9637361822814289E-3,8.4284388373205132E-4,9.2817368855754802E-4,2.3717013213918766E-3,3.484401286642127E-3,2.0920153161995505E-3,6.8375516471731188E-3,6.9898529681134448E-3,6.4296300097098774E-3,6.4296300097098774E-3,6.4296300097098774E-3,6.4296300097098774E-3,45,null,null,null,null,null,null,null,null,null,null,null,null,null,null,null,0.1,0.1]
[null,null,null,{"$f":"+AB135","v":1},{"$f":"+AB136","v":1},{"$f":"+AB137","v":0},{"$f":"+AB138","v":0},{"$f":"+AB139","v":0},{"$f":"+AB140","v":0},{"$f":"+AB141","v":0},{"$f":"+AB142","v":0},{"$f":"+AB143","v":0},{"$f":"+AB144","v":0},{"$f":"+AB145","v":0},{"$f":"+AB146","v":0},{"$f":"+AB147","v":0},{"$f":"+AB148","v":0},{"$f":"+AB149","v":0},{"$f":"+AB150","v":0},{"$f":"+AB151","v":0},{"$f":"+AB152","v":0},{"$f":"+AB153","v":0},{"$f":"+AB154","v":0},null,2,0,0,0,0,0,null,{"$f":"+$L22*$N22/$K$7","v":0},{"$f":"+$L23*$N23/$K$7","v":0},{"$f":"+$L24*$N24/$K$7","v":0},{"$f":"+$L25*$N25/$K$7","v":0},{"$f":"+$L26*$N26/$K$7","v":0},{"$f":"+$L27*$N27/$K$7","v":0},{"$f":"+$L28*$N28/$K$7","v":0},{"$f":"+$L29*$N29/$K$7","v":0},{"$f":"+$L30*$N30/$K$7","v":0},{"$f":"+$L31*$N31/$K$7","v":0},{"$f":"+$L32*$N32/$K$7","v":0},{"$f":"+$L33*$N33/$K$7","v":0},{"$f":"+$L34*$N34/$K$7","v":0},{"$f":"+$L35*$N35/$K$7","v":0},{"$f":"+$L36*$N36/$K$7","v":0},{"$f":"+$L37*$N37/$K$7","v":0},{"$f":"+$L38*$N38/$K$7","v":0},{"$f":"+$L39*$N39/$K$7","v":0},{"$f":"+$L40*$N40/$K$7","v":0},{"$f":"+$L41*$N41/$K$7","v":0},{"$f":"+$L42*$N42/$K$7","v":0},{"$f":"+$L43*$N43/$K$7","v":0},{"$f":"+$L44*$N44/$K$7","v":0},{"$f":"+$L45*$N45/$K$7","v":0},{"$f":"+$L46*$N46/$K$7","v":0},null,null,null,null,null,null,null,null,null,null,null,null,null,null,null,null,null,null,null,null,null,null,null,null,null,null,null,null,null,null,"%I47th",4.3240132487151507E-2,8.4378848831117795E-3,9.2041528914648067E-3,8.4388335219796754E-4,6.6183526072899563E-3,1.1686308436482499E-2,4.2804492459817068E-3,1.391332599074034E-3,3.795154008345404E-3,1.3365059700828912E-3,1.1061314347567861E-3,6.7263741983763069E-3,4.891030224919754E-3,4.6193895697732067E-3,6.9989026295839956E-3,6.9989026295839956E-3,6.9989026295839956E-3,6.9989026295839956E-3,47,0.01,0.01,0,0.01,0,0,0,0,0.01,0,0.01,0.01,0.01,0.01,0.02,0.1,0.1]
[null,null,null,null,null,null,null,null,null,null,null,null,null,null,null,null,null,null,null,null,null,null,null,null,null,null,null,null,null,null,null,{"$f":"+HLOOKUP(AF159,$BM$1:$CG$77,77,0)","v":0.44183887775949959},{"$f":"+HLOOKUP(AG159,$BM$1:$CG$77,77,0)","v":0},{"$f":"+HLOOKUP(AH159,$BM$1:$CG$77,77,0)","v":0},{"$f":"+HLOOKUP(AI159,$BM$1:$CG$77,77,0)","v":0},0,0,0,0,0,0,0,0,0,0,0,0,0,0,0,0,0,0,0,0,0,null,null,null,null,null,null,null,null,null,null,null,null,null,null,null,null,null,null,null,null,null,null,null,null,null,null,null,null,null,null,"%I49th",9.1773136615689276E-3,6.393746312612505E-3,3.735942658592071E-3,6.5367432136605843E-3,3.0811260423714248E-2,4.6378503259195049E-2,2.6101494578786338E-2,2.0634241143441423E-2,1.6720014644907553E-2,1.2095038173642584E-2,6.2999090472031505E-3,3.1998241000747926E-3,2.0486518131559585E-2,8.1404911436179506E-3,1.6818807329673304E-2,1.6818807329673304E-2,1.6818807329673304E-2,1.6818807329673304E-2,49,0,0,0,0.01,0,0,0,0,0.01,0,0,0,0,0.01,0.01,0.1,0.1]
[null,"fe",null,{"$f":"+BN53","v":0},"utility",0,0,0,0,0,0,0,0,0,0,0,0,0,0,0,0,0,0,null,null,null,null,null,null,null,null,null,null,null,null,null,null,null,null,null,null,null,null,null,null,null,null,null,null,null,null,null,null,null,null,null,null,null,null,null,null,null,null,null,null,null,null,null,null,null,null,null,null,null,null,null,null,null,null,null,null,null,null,null,null,null,null,null,null,null,null,null,null,null,null,null,null,null,null,null,null,null,0.1,0.1]
[null,null,null,null,null,null,null,null,null,null,null,null,null,null,null,null,null,null,null,null,null,null,null,null,null,null,null,null,null,null,"Active Filter Harmonic Calcalutor",null,null,null,null,null,null,null,null,null,null,null,null,null,null,null,null,null,null,null,null,null,null,null,null,null,null,null,null,null,null,null,null,null,null,null,null,null,null,null,null,null,null,null,null,null,null,null,null,null,null,null,null,null,null,4,"5th harmtrap & 5% filter",null,null,null,null,null,null,null,null,null,null,null,null,null,null,null,null,null,1]
[null,"HpCalculator",null,"utility","T1","T2","T3","T4","T5","T6","T7","T8","T9","B1","B2","B3","B4","B5","B6","B7","B8","B9","B10",null,null,null,null,null,null,null,"FedFrom",{"$f":"+AF53","v":"T1"},0,0,0,0,0,0,0,0,0,0,0,0,0,0,0,0,0,0,0,0,0,0,0,0,null,null,null,null,null,null,null,null,null,null,{"$f":"+AG63","v":0},null,null,null,null,null,null,null,null,null,null,null,null,null,null,null,null,null,null,null,"%Zloop",0.1,0.5,1,2,3,4,5,6,7,8,10,12,14,18,21,100,1000,10000,null,0.1,0.5,1,2,3,4,5,6,7,8,10,12,14,18,21,100,1000]
[null,"utility",null,{"$f":"+IF(BN$53=$B160,D$180,0)","v":0},1,0,0,0,0,0,0,0,0,0,0,0,0,0,0,{"$f":"+IF(CD$53=$B160,T$180,0)","v":0},0,0,0,null,null,null,null,null,null,null,"HPff",{"$f":"+HLOOKUP(AF159,BF1:BY65,56,0)","v":1},0,0,0,0,0,0,0,{"$error":"#N/A"},{"$f":"+HLOOKUP(AO159,BO1:CH70,56,0)","v":0},0,0,0,0,0,0,0,0,0,0,0,0,0,0,0,null,null,null,null,null,null,150,null,"af/bd107",{"$f":"+AF107","v":1},{"$f":"+AF108","v":1},{"$f":"+AF109","v":0},{"$f":"+AF110","v":0},null,null,null,null,null,null,null,null,null,null,null,null,null,null,null,null,null,"Kfactor",{"$f":"+(10000+SUMPRODUCT(CJ169:CJ208,$DB169:$DB208,CJ169:CJ208,$DB169:$DB208))/10000/CJ162^2","v":2.7814892478766402},2.6521525357002362,2.4075307780593711,2.1223232895897497,1.9359826636871442,1.7950618861312588,1.6656262937887176,1.5725393507433831,1.5015361610759632,1.4480567523179835,1.3555263739431562,1.2898550178508863,1.2426091543369739,1.1729815656772595,1.1407516755416092,1.1407516755416092,1.1407516755416092,1.1407516755416092]
[null,"T1",null,0,0,0,0,0,0,0,0,0,0,0,0,0,0,0,0,0,0,0,0,null,null,null,null,null,null,null,"Harm ",{"$f":"+IF(AF54=8,AF55,0)","v":0},0,0,0,0,0,0,0,0,0,0,0,0,0,0,0,0,0,0,0,0,0,0,0,0,null,null,null,null,null,null,null,null,null,{"$f":"+BN63","v":1.0019999999999998},{"$f":"+BO63","v":1.0009999999999999},1E-3,1E-3,1E-3,1E-3,1E-3,1E-3,1E-3,1E-3,1E-3,1E-3,1E-3,1E-3,1E-3,1E-3,1E-3,1E-3,1E-3,1E-3,null,"%Ithd",{"$f":"+SQRT(SUMSQ(CJ169:CJ208))","v":18.850793810332686},18.101494944637825,16.417801244730661,14.493669828622048,13.036768413706668,11.718334502363366,10.584961274975621,9.7191328726753063,9.0319789118380367,8.4003405263588338,7.4299598732034262,6.5781431664400278,5.9043965081730594,4.9231884259033176,4.3706947224619013,4.3706947224619013,4.3706947224619013,4.3706947224619013]
[null,"T2",null,0,0,0,0,0,0,0,0,0,0,0,0,0,0,0,0,0,0,0,0,null,null,null,null,null,null,null,"Mult",{"$f":"-$CL366*MIN(AF155,IF(AF54=8,AF156,0))/(AF156+0.001)*$N$8/AF56","v":0},{"$f":"-$CL366*MIN(AG155,IF(AG54=8,AG156,0))/(AG156+0.001)*$N$8/(AG56+0.001)","v":0},{"$f":"-$CL366*MIN(AH155,IF(AH54=8,AH156,0))/(AH156+0.001)*$N$8/(AH56+0.001)","v":0},0,0,0,0,0,0,0,0,0,0,0,0,0,0,0,0,0,0,0,0,0,0,null,null,null,null,"pcc",null,null,null,0,{"$f":"+BN1","v":"utility"},"t1","t2","t3","t4","t5","t6","t7","t8","t9","b1","b2","b3","b4","b5","b6","b7","b8","b9","b10",null,"Irms/If",{"$f":"+SQRT(1+(CJ161/100)^2)","v":1.01761252091745},1.0162511559270546,1.0133875960219505,1.0104487352211942,1.008462063276186,1.0068425578763187,1.0055864659586828,1.0047119758317165,1.0040705474748219,1.0035220835118073,1.0027564162705425,1.0021612628473613,1.0017415783586965,1.0012111557647043,1.0009546928985826,1.0009546928985826,1.0009546928985826,1.0009546928985826]
[null,"T3",null,0,0,0,0,0,0,0,0,0,0,0,0,0,0,0,0,0,0,0,0,null,null,null,null,{"$f":"++CL366","v":0.95},null,null,2,{"$f":"+AF$162*HLOOKUP(AF$159,$BM$1:$CG$53,1+$AE163,0)","v":0},0,0,0,0,0,0,0,0,0,0,0,0,0,0,0,{"$f":"+AV$162*HLOOKUP(AV$159,$BM$1:$CG$53,1+$AE163,0)","v":0},0,0,0,0,0,0,0,0,null,null,null,null,{"$f":"+HLOOKUP($D$9,$BM$1:$CG$51,$BL163+1,0)","v":1.0787469289851991E-2},{"$f":"+Z3","v":3.8535733961865745E-7},{"$f":"$BL163/130*($BJ$80*HLOOKUP($BK$80,$BM$162:$CG$211,$BL163,0)+$BJ$81*HLOOKUP($BK$81,$BM$162:$CG$211,$BL163,0)+$BJ$82*HLOOKUP($BK$82,$BM$162:$CG$211,$BL163,0)+$BJ$83*HLOOKUP($BK$83,$BM$162:$CG$211,$BL163,0)+$BJ$84*HLOOKUP($BK$84,$BM$162:$CG$211,$BL163,0)+$BJ$85*HLOOKUP($BK$85,$BM$162:$CG$211,$BL163,0)+$BJ$86*HLOOKUP($BK$86,$BM$162:$CG$211,$BL163,0)+$BJ$87*HLOOKUP($BK$87,$BM$162:$CG$211,$BL163,0)+$BJ$88*HLOOKUP($BK$88,$BM$162:$CG$211,$BL163,0)+$BJ$89*HLOOKUP($BK$89,$BM$162:$CG$211,$BL163,0)+$BJ$90*HLOOKUP($BK$90,$BM$162:$CG$211,$BL163,0)+$BJ$91*HLOOKUP($BK$91,$BM$162:$CG$211,$BL163,0)+$BJ$92*HLOOKUP($BK$92,$BM$162:$CG$211,$BL163,0)+$BJ$93*HLOOKUP($BK$93,$BM$162:$CG$211,$BL163,0)+$BJ$94*HLOOKUP($BK$94,$BM$162:$CG$211,$BL163,0)+$BJ$95*HLOOKUP($BK$95,$BM$162:$CG$211,$BL163,0)+$BJ$96*HLOOKUP($BK$96,$BM$162:$CG$211,$BL163,0)+$BJ$97*HLOOKUP($BK$97,$BM$162:$CG$211,$BL163,0)+$BJ$98*HLOOKUP($BK$98,$BM$162:$CG$211,$BL163,0)+$BJ$99*HLOOKUP($BK$99,$BM$162:$CG$211,$BL163,0)+$BJ$100*HLOOKUP($BK$100,$BM$162:$CG$211,$BL163,0))","v":0},2,null,{"$f":"($AF163*$AF$61*$AF$107+$AG163*$AG$61*$AG$107+$AH163*$AH$61*$AH$107+$AI163*$AI$61*$AI$107+$AJ163*$AJ$61*$AJ$107+$AK163*$AK$61*$AK$107+$AL163*$AL$61*$AL$107+$AM163*$AM$61*$AM$107+$AN163*$AN$61*$AN$107+$AO163*$AO$61*$AO$107+$AP163*$AP$61*$AP$107+$AQ163*$AQ$61*$AQ$107+$AR163*$AR$61*$AR$107+$AS163*$AS$61*$AS$107+$AT163*$AT$61*$AT$107+$AU163*$AU$61*$AU$107+$AV163*$AV$61*$AV$107+$AW163*$AW$61*$AW$107+$AX163*$AX$61*$AX$107+$AY163*$AY$61*$AY$107+$AZ163*$AZ$61*$AZ$107+$BA163*$BA$61*$BA$107+$BB163*$BB$61*$BB$107+$BC163*$BC$61*$BC$107+$BD163*$BD$61*$BD$107)/BN$63","v":0},{"$f":"($AF163*$AF$61*$AF$108+$AG163*$AG$61*$AG$108+$AH163*$AH$61*$AH$108+$AI163*$AI$61*$AI$108+$AJ163*$AJ$61*$AJ$108+$AK163*$AK$61*$AK$108+$AL163*$AL$61*$AL$108+$AM163*$AM$61*$AM$108+$AN163*$AN$61*$AN$108+$AO163*$AO$61*$AO$108+$AP163*$AP$61*$AP$108+$AQ163*$AQ$61*$AQ$108+$AR163*$AR$61*$AR$108+$AS163*$AS$61*$AS$108+$AT163*$AT$61*$AT$108+$AU163*$AU$61*$AU$108+$AV163*$AV$61*$AV$108+$AW163*$AW$61*$AW$108+$AX163*$AX$61*$AX$108+$AY163*$AY$61*$AY$108+$AZ163*$AZ$61*$AZ$108+$BA163*$BA$61*$BA$108+$BB163*$BB$61*$BB$108+$BC163*$BC$61*$BC$108+$BD163*$BD$61*$BD$108)/BO$63","v":0},{"$f":"($AF163*$AF$61*$AF$109+$AG163*$AG$61*$AG$109+$AH163*$AH$61*$AH$109+$AI163*$AI$61*$AI$109+$AJ163*$AJ$61*$AJ$109+$AK163*$AK$61*$AK$109+$AL163*$AL$61*$AL$109+$AM163*$AM$61*$AM$109+$AN163*$AN$61*$AN$109+$AO163*$AO$61*$AO$109+$AP163*$AP$61*$AP$109+$AQ163*$AQ$61*$AQ$109+$AR163*$AR$61*$AR$109+$AS163*$AS$61*$AS$109+$AT163*$AT$61*$AT$109+$AU163*$AU$61*$AU$109+$AV163*$AV$61*$AV$109+$AW163*$AW$61*$AW$109+$AX163*$AX$61*$AX$109+$AY163*$AY$61*$AY$109+$AZ163*$AZ$61*$AZ$109+$BA163*$BA$61*$BA$109+$BB163*$BB$61*$BB$109+$BC163*$BC$61*$BC$109+$BD163*$BD$61*$BD$109)/BP$63","v":0},{"$f":"($AF163*$AF$61*$AF$110+$AG163*$AG$61*$AG$110+$AH163*$AH$61*$AH$110+$AI163*$AI$61*$AI$110+$AJ163*$AJ$61*$AJ$110+$AK163*$AK$61*$AK$110+$AL163*$AL$61*$AL$110+$AM163*$AM$61*$AM$110+$AN163*$AN$61*$AN$110+$AO163*$AO$61*$AO$110+$AP163*$AP$61*$AP$110+$AQ163*$AQ$61*$AQ$110+$AR163*$AR$61*$AR$110+$AS163*$AS$61*$AS$110+$AT163*$AT$61*$AT$110+$AU163*$AU$61*$AU$110+$AV163*$AV$61*$AV$110+$AW163*$AW$61*$AW$110+$AX163*$AX$61*$AX$110+$AY163*$AY$61*$AY$110+$AZ163*$AZ$61*$AZ$110+$BA163*$BA$61*$BA$110+$BB163*$BB$61*$BB$110+$BC163*$BC$61*$BC$110+$BD163*$BD$61*$BD$110)/BQ$63","v":0},{"$f":"($AF163*$AF$61*$AF$111+$AG163*$AG$61*$AG$111+$AH163*$AH$61*$AH$111+$AI163*$AI$61*$AI$111+$AJ163*$AJ$61*$AJ$111+$AK163*$AK$61*$AK$111+$AL163*$AL$61*$AL$111+$AM163*$AM$61*$AM$111+$AN163*$AN$61*$AN$111+$AO163*$AO$61*$AO$111+$AP163*$AP$61*$AP$111+$AQ163*$AQ$61*$AQ$111+$AR163*$AR$61*$AR$111+$AS163*$AS$61*$AS$111+$AT163*$AT$61*$AT$111+$AU163*$AU$61*$AU$111+$AV163*$AV$61*$AV$111+$AW163*$AW$61*$AW$111+$AX163*$AX$61*$AX$111+$AY163*$AY$61*$AY$111+$AZ163*$AZ$61*$AZ$111+$BA163*$BA$61*$BA$111+$BB163*$BB$61*$BB$111+$BC163*$BC$61*$BC$111+$BD163*$BD$61*$BD$111)/BR$63","v":0},{"$f":"($AF163*$AF$61*$AF$112+$AG163*$AG$61*$AG$112+$AH163*$AH$61*$AH$112+$AI163*$AI$61*$AI$112+$AJ163*$AJ$61*$AJ$112+$AK163*$AK$61*$AK$112+$AL163*$AL$61*$AL$112+$AM163*$AM$61*$AM$112+$AN163*$AN$61*$AN$112+$AO163*$AO$61*$AO$112+$AP163*$AP$61*$AP$112+$AQ163*$AQ$61*$AQ$112+$AR163*$AR$61*$AR$112+$AS163*$AS$61*$AS$112+$AT163*$AT$61*$AT$112+$AU163*$AU$61*$AU$112+$AV163*$AV$61*$AV$112+$AW163*$AW$61*$AW$112+$AX163*$AX$61*$AX$112+$AY163*$AY$61*$AY$112+$AZ163*$AZ$61*$AZ$112+$BA163*$BA$61*$BA$112+$BB163*$BB$61*$BB$112+$BC163*$BC$61*$BC$112+$BD163*$BD$61*$BD$112)/BS$63","v":0},{"$f":"($AF163*$AF$61*$AF$113+$AG163*$AG$61*$AG$113+$AH163*$AH$61*$AH$113+$AI163*$AI$61*$AI$113+$AJ163*$AJ$61*$AJ$113+$AK163*$AK$61*$AK$113+$AL163*$AL$61*$AL$113+$AM163*$AM$61*$AM$113+$AN163*$AN$61*$AN$113+$AO163*$AO$61*$AO$113+$AP163*$AP$61*$AP$113+$AQ163*$AQ$61*$AQ$113+$AR163*$AR$61*$AR$113+$AS163*$AS$61*$AS$113+$AT163*$AT$61*$AT$113+$AU163*$AU$61*$AU$113+$AV163*$AV$61*$AV$113+$AW163*$AW$61*$AW$113+$AX163*$AX$61*$AX$113+$AY163*$AY$61*$AY$113+$AZ163*$AZ$61*$AZ$113+$BA163*$BA$61*$BA$113+$BB163*$BB$61*$BB$113+$BC163*$BC$61*$BC$113+$BD163*$BD$61*$BD$113)/BT$63","v":0},{"$f":"($AF163*$AF$61*$AF$114+$AG163*$AG$61*$AG$114+$AH163*$AH$61*$AH$114+$AI163*$AI$61*$AI$114+$AJ163*$AJ$61*$AJ$114+$AK163*$AK$61*$AK$114+$AL163*$AL$61*$AL$114+$AM163*$AM$61*$AM$114+$AN163*$AN$61*$AN$114+$AO163*$AO$61*$AO$114+$AP163*$AP$61*$AP$114+$AQ163*$AQ$61*$AQ$114+$AR163*$AR$61*$AR$114+$AS163*$AS$61*$AS$114+$AT163*$AT$61*$AT$114+$AU163*$AU$61*$AU$114+$AV163*$AV$61*$AV$114+$AW163*$AW$61*$AW$114+$AX163*$AX$61*$AX$114+$AY163*$AY$61*$AY$114+$AZ163*$AZ$61*$AZ$114+$BA163*$BA$61*$BA$114+$BB163*$BB$61*$BB$114+$BC163*$BC$61*$BC$114+$BD163*$BD$61*$BD$114)/BU$63","v":0},{"$f":"($AF163*$AF$61*$AF$115+$AG163*$AG$61*$AG$115+$AH163*$AH$61*$AH$115+$AI163*$AI$61*$AI$115+$AJ163*$AJ$61*$AJ$115+$AK163*$AK$61*$AK$115+$AL163*$AL$61*$AL$115+$AM163*$AM$61*$AM$115+$AN163*$AN$61*$AN$115+$AO163*$AO$61*$AO$115+$AP163*$AP$61*$AP$115+$AQ163*$AQ$61*$AQ$115+$AR163*$AR$61*$AR$115+$AS163*$AS$61*$AS$115+$AT163*$AT$61*$AT$115+$AU163*$AU$61*$AU$115+$AV163*$AV$61*$AV$115+$AW163*$AW$61*$AW$115+$AX163*$AX$61*$AX$115+$AY163*$AY$61*$AY$115+$AZ163*$AZ$61*$AZ$115+$BA163*$BA$61*$BA$115+$BB163*$BB$61*$BB$115+$BC163*$BC$61*$BC$115+$BD163*$BD$61*$BD$115)/BV$63","v":0},{"$f":"($AF163*$AF$61*$AF$116+$AG163*$AG$61*$AG$116+$AH163*$AH$61*$AH$116+$AI163*$AI$61*$AI$116+$AJ163*$AJ$61*$AJ$116+$AK163*$AK$61*$AK$116+$AL163*$AL$61*$AL$116+$AM163*$AM$61*$AM$116+$AN163*$AN$61*$AN$116+$AO163*$AO$61*$AO$116+$AP163*$AP$61*$AP$116+$AQ163*$AQ$61*$AQ$116+$AR163*$AR$61*$AR$116+$AS163*$AS$61*$AS$116+$AT163*$AT$61*$AT$116+$AU163*$AU$61*$AU$116+$AV163*$AV$61*$AV$116+$AW163*$AW$61*$AW$116+$AX163*$AX$61*$AX$116+$AY163*$AY$61*$AY$116+$AZ163*$AZ$61*$AZ$116+$BA163*$BA$61*$BA$116+$BB163*$BB$61*$BB$116+$BC163*$BC$61*$BC$116+$BD163*$BD$61*$BD$116)/BW$63","v":0},{"$f":"($AF163*$AF$61*$AF$117+$AG163*$AG$61*$AG$117+$AH163*$AH$61*$AH$117+$AI163*$AI$61*$AI$117+$AJ163*$AJ$61*$AJ$117+$AK163*$AK$61*$AK$117+$AL163*$AL$61*$AL$117+$AM163*$AM$61*$AM$117+$AN163*$AN$61*$AN$117+$AO163*$AO$61*$AO$117+$AP163*$AP$61*$AP$117+$AQ163*$AQ$61*$AQ$117+$AR163*$AR$61*$AR$117+$AS163*$AS$61*$AS$117+$AT163*$AT$61*$AT$117+$AU163*$AU$61*$AU$117+$AV163*$AV$61*$AV$117+$AW163*$AW$61*$AW$117+$AX163*$AX$61*$AX$117+$AY163*$AY$61*$AY$117+$AZ163*$AZ$61*$AZ$117+$BA163*$BA$61*$BA$117+$BB163*$BB$61*$BB$117+$BC163*$BC$61*$BC$117+$BD163*$BD$61*$BD$117)/BX$63","v":0},{"$f":"($AF163*$AF$61*$AF$118+$AG163*$AG$61*$AG$118+$AH163*$AH$61*$AH$118+$AI163*$AI$61*$AI$118+$AJ163*$AJ$61*$AJ$118+$AK163*$AK$61*$AK$118+$AL163*$AL$61*$AL$118+$AM163*$AM$61*$AM$118+$AN163*$AN$61*$AN$118+$AO163*$AO$61*$AO$118+$AP163*$AP$61*$AP$118+$AQ163*$AQ$61*$AQ$118+$AR163*$AR$61*$AR$118+$AS163*$AS$61*$AS$118+$AT163*$AT$61*$AT$118+$AU163*$AU$61*$AU$118+$AV163*$AV$61*$AV$118+$AW163*$AW$61*$AW$118+$AX163*$AX$61*$AX$118+$AY163*$AY$61*$AY$118+$AZ163*$AZ$61*$AZ$118+$BA163*$BA$61*$BA$118+$BB163*$BB$61*$BB$118+$BC163*$BC$61*$BC$118+$BD163*$BD$61*$BD$118)/BY$63","v":0},{"$f":"($AF163*$AF$61*$AF$119+$AG163*$AG$61*$AG$119+$AH163*$AH$61*$AH$119+$AI163*$AI$61*$AI$119+$AJ163*$AJ$61*$AJ$119+$AK163*$AK$61*$AK$119+$AL163*$AL$61*$AL$119+$AM163*$AM$61*$AM$119+$AN163*$AN$61*$AN$119+$AO163*$AO$61*$AO$119+$AP163*$AP$61*$AP$119+$AQ163*$AQ$61*$AQ$119+$AR163*$AR$61*$AR$119+$AS163*$AS$61*$AS$119+$AT163*$AT$61*$AT$119+$AU163*$AU$61*$AU$119+$AV163*$AV$61*$AV$119+$AW163*$AW$61*$AW$119+$AX163*$AX$61*$AX$119+$AY163*$AY$61*$AY$119+$AZ163*$AZ$61*$AZ$119+$BA163*$BA$61*$BA$119+$BB163*$BB$61*$BB$119+$BC163*$BC$61*$BC$119+$BD163*$BD$61*$BD$119)/BZ$63","v":0},{"$f":"($AF163*$AF$61*$AF$120+$AG163*$AG$61*$AG$120+$AH163*$AH$61*$AH$120+$AI163*$AI$61*$AI$120+$AJ163*$AJ$61*$AJ$120+$AK163*$AK$61*$AK$120+$AL163*$AL$61*$AL$120+$AM163*$AM$61*$AM$120+$AN163*$AN$61*$AN$120+$AO163*$AO$61*$AO$120+$AP163*$AP$61*$AP$120+$AQ163*$AQ$61*$AQ$120+$AR163*$AR$61*$AR$120+$AS163*$AS$61*$AS$120+$AT163*$AT$61*$AT$120+$AU163*$AU$61*$AU$120+$AV163*$AV$61*$AV$120+$AW163*$AW$61*$AW$120+$AX163*$AX$61*$AX$120+$AY163*$AY$61*$AY$120+$AZ163*$AZ$61*$AZ$120+$BA163*$BA$61*$BA$120+$BB163*$BB$61*$BB$120+$BC163*$BC$61*$BC$120+$BD163*$BD$61*$BD$120)/CA$63","v":0},{"$f":"($AF163*$AF$61*$AF$121+$AG163*$AG$61*$AG$121+$AH163*$AH$61*$AH$121+$AI163*$AI$61*$AI$121+$AJ163*$AJ$61*$AJ$121+$AK163*$AK$61*$AK$121+$AL163*$AL$61*$AL$121+$AM163*$AM$61*$AM$121+$AN163*$AN$61*$AN$121+$AO163*$AO$61*$AO$121+$AP163*$AP$61*$AP$121+$AQ163*$AQ$61*$AQ$121+$AR163*$AR$61*$AR$121+$AS163*$AS$61*$AS$121+$AT163*$AT$61*$AT$121+$AU163*$AU$61*$AU$121+$AV163*$AV$61*$AV$121+$AW163*$AW$61*$AW$121+$AX163*$AX$61*$AX$121+$AY163*$AY$61*$AY$121+$AZ163*$AZ$61*$AZ$121+$BA163*$BA$61*$BA$121+$BB163*$BB$61*$BB$121+$BC163*$BC$61*$BC$121+$BD163*$BD$61*$BD$121)/CB$63","v":0},{"$f":"($AF163*$AF$61*$AF$122+$AG163*$AG$61*$AG$122+$AH163*$AH$61*$AH$122+$AI163*$AI$61*$AI$122+$AJ163*$AJ$61*$AJ$122+$AK163*$AK$61*$AK$122+$AL163*$AL$61*$AL$122+$AM163*$AM$61*$AM$122+$AN163*$AN$61*$AN$122+$AO163*$AO$61*$AO$122+$AP163*$AP$61*$AP$122+$AQ163*$AQ$61*$AQ$122+$AR163*$AR$61*$AR$122+$AS163*$AS$61*$AS$122+$AT163*$AT$61*$AT$122+$AU163*$AU$61*$AU$122+$AV163*$AV$61*$AV$122+$AW163*$AW$61*$AW$122+$AX163*$AX$61*$AX$122+$AY163*$AY$61*$AY$122+$AZ163*$AZ$61*$AZ$122+$BA163*$BA$61*$BA$122+$BB163*$BB$61*$BB$122+$BC163*$BC$61*$BC$122+$BD163*$BD$61*$BD$122)/CC$63","v":0},{"$f":"($AF163*$AF$61*$AF$123+$AG163*$AG$61*$AG$123+$AH163*$AH$61*$AH$123+$AI163*$AI$61*$AI$123+$AJ163*$AJ$61*$AJ$123+$AK163*$AK$61*$AK$123+$AL163*$AL$61*$AL$123+$AM163*$AM$61*$AM$123+$AN163*$AN$61*$AN$123+$AO163*$AO$61*$AO$123+$AP163*$AP$61*$AP$123+$AQ163*$AQ$61*$AQ$123+$AR163*$AR$61*$AR$123+$AS163*$AS$61*$AS$123+$AT163*$AT$61*$AT$123+$AU163*$AU$61*$AU$123+$AV163*$AV$61*$AV$123+$AW163*$AW$61*$AW$123+$AX163*$AX$61*$AX$123+$AY163*$AY$61*$AY$123+$AZ163*$AZ$61*$AZ$123+$BA163*$BA$61*$BA$123+$BB163*$BB$61*$BB$123+$BC163*$BC$61*$BC$123+$BD163*$BD$61*$BD$123)/CD$63","v":0},{"$f":"($AF163*$AF$61*$AF$124+$AG163*$AG$61*$AG$124+$AH163*$AH$61*$AH$124+$AI163*$AI$61*$AI$124+$AJ163*$AJ$61*$AJ$124+$AK163*$AK$61*$AK$124+$AL163*$AL$61*$AL$124+$AM163*$AM$61*$AM$124+$AN163*$AN$61*$AN$124+$AO163*$AO$61*$AO$124+$AP163*$AP$61*$AP$124+$AQ163*$AQ$61*$AQ$124+$AR163*$AR$61*$AR$124+$AS163*$AS$61*$AS$124+$AT163*$AT$61*$AT$124+$AU163*$AU$61*$AU$124+$AV163*$AV$61*$AV$124+$AW163*$AW$61*$AW$124+$AX163*$AX$61*$AX$124+$AY163*$AY$61*$AY$124+$AZ163*$AZ$61*$AZ$124+$BA163*$BA$61*$BA$124+$BB163*$BB$61*$BB$124+$BC163*$BC$61*$BC$124+$BD163*$BD$61*$BD$124)/CE$63","v":0},{"$f":"($AF163*$AF$61*$AF$125+$AG163*$AG$61*$AG$125+$AH163*$AH$61*$AH$125+$AI163*$AI$61*$AI$125+$AJ163*$AJ$61*$AJ$125+$AK163*$AK$61*$AK$125+$AL163*$AL$61*$AL$125+$AM163*$AM$61*$AM$125+$AN163*$AN$61*$AN$125+$AO163*$AO$61*$AO$125+$AP163*$AP$61*$AP$125+$AQ163*$AQ$61*$AQ$125+$AR163*$AR$61*$AR$125+$AS163*$AS$61*$AS$125+$AT163*$AT$61*$AT$125+$AU163*$AU$61*$AU$125+$AV163*$AV$61*$AV$125+$AW163*$AW$61*$AW$125+$AX163*$AX$61*$AX$125+$AY163*$AY$61*$AY$125+$AZ163*$AZ$61*$AZ$125+$BA163*$BA$61*$BA$125+$BB163*$BB$61*$BB$125+$BC163*$BC$61*$BC$125+$BD163*$BD$61*$BD$125)/CF$63","v":0},{"$f":"($AF163*$AF$61*$AF$126+$AG163*$AG$61*$AG$126+$AH163*$AH$61*$AH$126+$AI163*$AI$61*$AI$126+$AJ163*$AJ$61*$AJ$126+$AK163*$AK$61*$AK$126+$AL163*$AL$61*$AL$126+$AM163*$AM$61*$AM$126+$AN163*$AN$61*$AN$126+$AO163*$AO$61*$AO$126+$AP163*$AP$61*$AP$126+$AQ163*$AQ$61*$AQ$126+$AR163*$AR$61*$AR$126+$AS163*$AS$61*$AS$126+$AT163*$AT$61*$AT$126+$AU163*$AU$61*$AU$126+$AV163*$AV$61*$AV$126+$AW163*$AW$61*$AW$126+$AX163*$AX$61*$AX$126+$AY163*$AY$61*$AY$126+$AZ163*$AZ$61*$AZ$126+$BA163*$BA$61*$BA$126+$BB163*$BB$61*$BB$126+$BC163*$BC$61*$BC$126+$BD163*$BD$61*$BD$126)/CG$63","v":0},null,"Ih/If",{"$f":"+CJ161/100","v":0.18850793810332686},0.18101494944637825,0.16417801244730662,0.14493669828622047,0.13036768413706668,0.11718334502363366,0.10584961274975621,9.7191328726753068E-2,9.0319789118380372E-2,8.4003405263588335E-2,7.4299598732034261E-2,6.5781431664400272E-2,5.9043965081730591E-2,4.9231884259033173E-2,4.3706947224619014E-2,4.3706947224619014E-2,4.3706947224619014E-2,4.3706947224619014E-2]
[null,"T4",null,0,0,0,0,0,0,0,0,0,0,0,0,0,0,0,0,0,0,0,0,null,null,null,null,null,null,null,{"$f":"+AE163+1","v":3},0,0,0,0,0,0,0,0,0,0,0,0,0,0,0,0,0,0,0,0,0,0,0,0,0,null,null,null,null,7.7470213382495938,null,{"$f":"$BL164/130*($BJ$80*HLOOKUP($BK$80,$BM$162:$CG$211,$BL164,0)+$BJ$81*HLOOKUP($BK$81,$BM$162:$CG$211,$BL164,0)+$BJ$82*HLOOKUP($BK$82,$BM$162:$CG$211,$BL164,0)+$BJ$83*HLOOKUP($BK$83,$BM$162:$CG$211,$BL164,0)+$BJ$84*HLOOKUP($BK$84,$BM$162:$CG$211,$BL164,0)+$BJ$85*HLOOKUP($BK$85,$BM$162:$CG$211,$BL164,0)+$BJ$86*HLOOKUP($BK$86,$BM$162:$CG$211,$BL164,0)+$BJ$87*HLOOKUP($BK$87,$BM$162:$CG$211,$BL164,0)+$BJ$88*HLOOKUP($BK$88,$BM$162:$CG$211,$BL164,0)+$BJ$89*HLOOKUP($BK$89,$BM$162:$CG$211,$BL164,0)+$BJ$90*HLOOKUP($BK$90,$BM$162:$CG$211,$BL164,0)+$BJ$91*HLOOKUP($BK$91,$BM$162:$CG$211,$BL164,0)+$BJ$92*HLOOKUP($BK$92,$BM$162:$CG$211,$BL164,0)+$BJ$93*HLOOKUP($BK$93,$BM$162:$CG$211,$BL164,0)+$BJ$94*HLOOKUP($BK$94,$BM$162:$CG$211,$BL164,0)+$BJ$95*HLOOKUP($BK$95,$BM$162:$CG$211,$BL164,0)+$BJ$96*HLOOKUP($BK$96,$BM$162:$CG$211,$BL164,0)+$BJ$97*HLOOKUP($BK$97,$BM$162:$CG$211,$BL164,0)+$BJ$98*HLOOKUP($BK$98,$BM$162:$CG$211,$BL164,0)+$BJ$99*HLOOKUP($BK$99,$BM$162:$CG$211,$BL164,0)+$BJ$100*HLOOKUP($BK$100,$BM$162:$CG$211,$BL164,0))","v":0},3,null,{"$f":"($AF164*$AF$61*$AF$107+$AG164*$AG$61*$AG$107+$AH164*$AH$61*$AH$107+$AI164*$AI$61*$AI$107+$AJ164*$AJ$61*$AJ$107+$AK164*$AK$61*$AK$107+$AL164*$AL$61*$AL$107+$AM164*$AM$61*$AM$107+$AN164*$AN$61*$AN$107+$AO164*$AO$61*$AO$107+$AP164*$AP$61*$AP$107+$AQ164*$AQ$61*$AQ$107+$AR164*$AR$61*$AR$107+$AS164*$AS$61*$AS$107+$AT164*$AT$61*$AT$107+$AU164*$AU$61*$AU$107+$AV164*$AV$61*$AV$107+$AW164*$AW$61*$AW$107+$AX164*$AX$61*$AX$107+$AY164*$AY$61*$AY$107+$AZ164*$AZ$61*$AZ$107+$BA164*$BA$61*$BA$107+$BB164*$BB$61*$BB$107+$BC164*$BC$61*$BC$107+$BD164*$BD$61*$BD$107)/BN$63","v":0},{"$f":"($AF164*$AF$61*$AF$108+$AG164*$AG$61*$AG$108+$AH164*$AH$61*$AH$108+$AI164*$AI$61*$AI$108+$AJ164*$AJ$61*$AJ$108+$AK164*$AK$61*$AK$108+$AL164*$AL$61*$AL$108+$AM164*$AM$61*$AM$108+$AN164*$AN$61*$AN$108+$AO164*$AO$61*$AO$108+$AP164*$AP$61*$AP$108+$AQ164*$AQ$61*$AQ$108+$AR164*$AR$61*$AR$108+$AS164*$AS$61*$AS$108+$AT164*$AT$61*$AT$108+$AU164*$AU$61*$AU$108+$AV164*$AV$61*$AV$108+$AW164*$AW$61*$AW$108+$AX164*$AX$61*$AX$108+$AY164*$AY$61*$AY$108+$AZ164*$AZ$61*$AZ$108+$BA164*$BA$61*$BA$108+$BB164*$BB$61*$BB$108+$BC164*$BC$61*$BC$108+$BD164*$BD$61*$BD$108)/BO$63","v":0},{"$f":"($AF164*$AF$61*$AF$109+$AG164*$AG$61*$AG$109+$AH164*$AH$61*$AH$109+$AI164*$AI$61*$AI$109+$AJ164*$AJ$61*$AJ$109+$AK164*$AK$61*$AK$109+$AL164*$AL$61*$AL$109+$AM164*$AM$61*$AM$109+$AN164*$AN$61*$AN$109+$AO164*$AO$61*$AO$109+$AP164*$AP$61*$AP$109+$AQ164*$AQ$61*$AQ$109+$AR164*$AR$61*$AR$109+$AS164*$AS$61*$AS$109+$AT164*$AT$61*$AT$109+$AU164*$AU$61*$AU$109+$AV164*$AV$61*$AV$109+$AW164*$AW$61*$AW$109+$AX164*$AX$61*$AX$109+$AY164*$AY$61*$AY$109+$AZ164*$AZ$61*$AZ$109+$BA164*$BA$61*$BA$109+$BB164*$BB$61*$BB$109+$BC164*$BC$61*$BC$109+$BD164*$BD$61*$BD$109)/BP$63","v":0},{"$f":"($AF164*$AF$61*$AF$110+$AG164*$AG$61*$AG$110+$AH164*$AH$61*$AH$110+$AI164*$AI$61*$AI$110+$AJ164*$AJ$61*$AJ$110+$AK164*$AK$61*$AK$110+$AL164*$AL$61*$AL$110+$AM164*$AM$61*$AM$110+$AN164*$AN$61*$AN$110+$AO164*$AO$61*$AO$110+$AP164*$AP$61*$AP$110+$AQ164*$AQ$61*$AQ$110+$AR164*$AR$61*$AR$110+$AS164*$AS$61*$AS$110+$AT164*$AT$61*$AT$110+$AU164*$AU$61*$AU$110+$AV164*$AV$61*$AV$110+$AW164*$AW$61*$AW$110+$AX164*$AX$61*$AX$110+$AY164*$AY$61*$AY$110+$AZ164*$AZ$61*$AZ$110+$BA164*$BA$61*$BA$110+$BB164*$BB$61*$BB$110+$BC164*$BC$61*$BC$110+$BD164*$BD$61*$BD$110)/BQ$63","v":0},{"$f":"($AF164*$AF$61*$AF$111+$AG164*$AG$61*$AG$111+$AH164*$AH$61*$AH$111+$AI164*$AI$61*$AI$111+$AJ164*$AJ$61*$AJ$111+$AK164*$AK$61*$AK$111+$AL164*$AL$61*$AL$111+$AM164*$AM$61*$AM$111+$AN164*$AN$61*$AN$111+$AO164*$AO$61*$AO$111+$AP164*$AP$61*$AP$111+$AQ164*$AQ$61*$AQ$111+$AR164*$AR$61*$AR$111+$AS164*$AS$61*$AS$111+$AT164*$AT$61*$AT$111+$AU164*$AU$61*$AU$111+$AV164*$AV$61*$AV$111+$AW164*$AW$61*$AW$111+$AX164*$AX$61*$AX$111+$AY164*$AY$61*$AY$111+$AZ164*$AZ$61*$AZ$111+$BA164*$BA$61*$BA$111+$BB164*$BB$61*$BB$111+$BC164*$BC$61*$BC$111+$BD164*$BD$61*$BD$111)/BR$63","v":0},{"$f":"($AF164*$AF$61*$AF$112+$AG164*$AG$61*$AG$112+$AH164*$AH$61*$AH$112+$AI164*$AI$61*$AI$112+$AJ164*$AJ$61*$AJ$112+$AK164*$AK$61*$AK$112+$AL164*$AL$61*$AL$112+$AM164*$AM$61*$AM$112+$AN164*$AN$61*$AN$112+$AO164*$AO$61*$AO$112+$AP164*$AP$61*$AP$112+$AQ164*$AQ$61*$AQ$112+$AR164*$AR$61*$AR$112+$AS164*$AS$61*$AS$112+$AT164*$AT$61*$AT$112+$AU164*$AU$61*$AU$112+$AV164*$AV$61*$AV$112+$AW164*$AW$61*$AW$112+$AX164*$AX$61*$AX$112+$AY164*$AY$61*$AY$112+$AZ164*$AZ$61*$AZ$112+$BA164*$BA$61*$BA$112+$BB164*$BB$61*$BB$112+$BC164*$BC$61*$BC$112+$BD164*$BD$61*$BD$112)/BS$63","v":0},{"$f":"($AF164*$AF$61*$AF$113+$AG164*$AG$61*$AG$113+$AH164*$AH$61*$AH$113+$AI164*$AI$61*$AI$113+$AJ164*$AJ$61*$AJ$113+$AK164*$AK$61*$AK$113+$AL164*$AL$61*$AL$113+$AM164*$AM$61*$AM$113+$AN164*$AN$61*$AN$113+$AO164*$AO$61*$AO$113+$AP164*$AP$61*$AP$113+$AQ164*$AQ$61*$AQ$113+$AR164*$AR$61*$AR$113+$AS164*$AS$61*$AS$113+$AT164*$AT$61*$AT$113+$AU164*$AU$61*$AU$113+$AV164*$AV$61*$AV$113+$AW164*$AW$61*$AW$113+$AX164*$AX$61*$AX$113+$AY164*$AY$61*$AY$113+$AZ164*$AZ$61*$AZ$113+$BA164*$BA$61*$BA$113+$BB164*$BB$61*$BB$113+$BC164*$BC$61*$BC$113+$BD164*$BD$61*$BD$113)/BT$63","v":0},{"$f":"($AF164*$AF$61*$AF$114+$AG164*$AG$61*$AG$114+$AH164*$AH$61*$AH$114+$AI164*$AI$61*$AI$114+$AJ164*$AJ$61*$AJ$114+$AK164*$AK$61*$AK$114+$AL164*$AL$61*$AL$114+$AM164*$AM$61*$AM$114+$AN164*$AN$61*$AN$114+$AO164*$AO$61*$AO$114+$AP164*$AP$61*$AP$114+$AQ164*$AQ$61*$AQ$114+$AR164*$AR$61*$AR$114+$AS164*$AS$61*$AS$114+$AT164*$AT$61*$AT$114+$AU164*$AU$61*$AU$114+$AV164*$AV$61*$AV$114+$AW164*$AW$61*$AW$114+$AX164*$AX$61*$AX$114+$AY164*$AY$61*$AY$114+$AZ164*$AZ$61*$AZ$114+$BA164*$BA$61*$BA$114+$BB164*$BB$61*$BB$114+$BC164*$BC$61*$BC$114+$BD164*$BD$61*$BD$114)/BU$63","v":0},{"$f":"($AF164*$AF$61*$AF$115+$AG164*$AG$61*$AG$115+$AH164*$AH$61*$AH$115+$AI164*$AI$61*$AI$115+$AJ164*$AJ$61*$AJ$115+$AK164*$AK$61*$AK$115+$AL164*$AL$61*$AL$115+$AM164*$AM$61*$AM$115+$AN164*$AN$61*$AN$115+$AO164*$AO$61*$AO$115+$AP164*$AP$61*$AP$115+$AQ164*$AQ$61*$AQ$115+$AR164*$AR$61*$AR$115+$AS164*$AS$61*$AS$115+$AT164*$AT$61*$AT$115+$AU164*$AU$61*$AU$115+$AV164*$AV$61*$AV$115+$AW164*$AW$61*$AW$115+$AX164*$AX$61*$AX$115+$AY164*$AY$61*$AY$115+$AZ164*$AZ$61*$AZ$115+$BA164*$BA$61*$BA$115+$BB164*$BB$61*$BB$115+$BC164*$BC$61*$BC$115+$BD164*$BD$61*$BD$115)/BV$63","v":0},{"$f":"($AF164*$AF$61*$AF$116+$AG164*$AG$61*$AG$116+$AH164*$AH$61*$AH$116+$AI164*$AI$61*$AI$116+$AJ164*$AJ$61*$AJ$116+$AK164*$AK$61*$AK$116+$AL164*$AL$61*$AL$116+$AM164*$AM$61*$AM$116+$AN164*$AN$61*$AN$116+$AO164*$AO$61*$AO$116+$AP164*$AP$61*$AP$116+$AQ164*$AQ$61*$AQ$116+$AR164*$AR$61*$AR$116+$AS164*$AS$61*$AS$116+$AT164*$AT$61*$AT$116+$AU164*$AU$61*$AU$116+$AV164*$AV$61*$AV$116+$AW164*$AW$61*$AW$116+$AX164*$AX$61*$AX$116+$AY164*$AY$61*$AY$116+$AZ164*$AZ$61*$AZ$116+$BA164*$BA$61*$BA$116+$BB164*$BB$61*$BB$116+$BC164*$BC$61*$BC$116+$BD164*$BD$61*$BD$116)/BW$63","v":0},{"$f":"($AF164*$AF$61*$AF$117+$AG164*$AG$61*$AG$117+$AH164*$AH$61*$AH$117+$AI164*$AI$61*$AI$117+$AJ164*$AJ$61*$AJ$117+$AK164*$AK$61*$AK$117+$AL164*$AL$61*$AL$117+$AM164*$AM$61*$AM$117+$AN164*$AN$61*$AN$117+$AO164*$AO$61*$AO$117+$AP164*$AP$61*$AP$117+$AQ164*$AQ$61*$AQ$117+$AR164*$AR$61*$AR$117+$AS164*$AS$61*$AS$117+$AT164*$AT$61*$AT$117+$AU164*$AU$61*$AU$117+$AV164*$AV$61*$AV$117+$AW164*$AW$61*$AW$117+$AX164*$AX$61*$AX$117+$AY164*$AY$61*$AY$117+$AZ164*$AZ$61*$AZ$117+$BA164*$BA$61*$BA$117+$BB164*$BB$61*$BB$117+$BC164*$BC$61*$BC$117+$BD164*$BD$61*$BD$117)/BX$63","v":0},{"$f":"($AF164*$AF$61*$AF$118+$AG164*$AG$61*$AG$118+$AH164*$AH$61*$AH$118+$AI164*$AI$61*$AI$118+$AJ164*$AJ$61*$AJ$118+$AK164*$AK$61*$AK$118+$AL164*$AL$61*$AL$118+$AM164*$AM$61*$AM$118+$AN164*$AN$61*$AN$118+$AO164*$AO$61*$AO$118+$AP164*$AP$61*$AP$118+$AQ164*$AQ$61*$AQ$118+$AR164*$AR$61*$AR$118+$AS164*$AS$61*$AS$118+$AT164*$AT$61*$AT$118+$AU164*$AU$61*$AU$118+$AV164*$AV$61*$AV$118+$AW164*$AW$61*$AW$118+$AX164*$AX$61*$AX$118+$AY164*$AY$61*$AY$118+$AZ164*$AZ$61*$AZ$118+$BA164*$BA$61*$BA$118+$BB164*$BB$61*$BB$118+$BC164*$BC$61*$BC$118+$BD164*$BD$61*$BD$118)/BY$63","v":0},{"$f":"($AF164*$AF$61*$AF$119+$AG164*$AG$61*$AG$119+$AH164*$AH$61*$AH$119+$AI164*$AI$61*$AI$119+$AJ164*$AJ$61*$AJ$119+$AK164*$AK$61*$AK$119+$AL164*$AL$61*$AL$119+$AM164*$AM$61*$AM$119+$AN164*$AN$61*$AN$119+$AO164*$AO$61*$AO$119+$AP164*$AP$61*$AP$119+$AQ164*$AQ$61*$AQ$119+$AR164*$AR$61*$AR$119+$AS164*$AS$61*$AS$119+$AT164*$AT$61*$AT$119+$AU164*$AU$61*$AU$119+$AV164*$AV$61*$AV$119+$AW164*$AW$61*$AW$119+$AX164*$AX$61*$AX$119+$AY164*$AY$61*$AY$119+$AZ164*$AZ$61*$AZ$119+$BA164*$BA$61*$BA$119+$BB164*$BB$61*$BB$119+$BC164*$BC$61*$BC$119+$BD164*$BD$61*$BD$119)/BZ$63","v":0},{"$f":"($AF164*$AF$61*$AF$120+$AG164*$AG$61*$AG$120+$AH164*$AH$61*$AH$120+$AI164*$AI$61*$AI$120+$AJ164*$AJ$61*$AJ$120+$AK164*$AK$61*$AK$120+$AL164*$AL$61*$AL$120+$AM164*$AM$61*$AM$120+$AN164*$AN$61*$AN$120+$AO164*$AO$61*$AO$120+$AP164*$AP$61*$AP$120+$AQ164*$AQ$61*$AQ$120+$AR164*$AR$61*$AR$120+$AS164*$AS$61*$AS$120+$AT164*$AT$61*$AT$120+$AU164*$AU$61*$AU$120+$AV164*$AV$61*$AV$120+$AW164*$AW$61*$AW$120+$AX164*$AX$61*$AX$120+$AY164*$AY$61*$AY$120+$AZ164*$AZ$61*$AZ$120+$BA164*$BA$61*$BA$120+$BB164*$BB$61*$BB$120+$BC164*$BC$61*$BC$120+$BD164*$BD$61*$BD$120)/CA$63","v":0},{"$f":"($AF164*$AF$61*$AF$121+$AG164*$AG$61*$AG$121+$AH164*$AH$61*$AH$121+$AI164*$AI$61*$AI$121+$AJ164*$AJ$61*$AJ$121+$AK164*$AK$61*$AK$121+$AL164*$AL$61*$AL$121+$AM164*$AM$61*$AM$121+$AN164*$AN$61*$AN$121+$AO164*$AO$61*$AO$121+$AP164*$AP$61*$AP$121+$AQ164*$AQ$61*$AQ$121+$AR164*$AR$61*$AR$121+$AS164*$AS$61*$AS$121+$AT164*$AT$61*$AT$121+$AU164*$AU$61*$AU$121+$AV164*$AV$61*$AV$121+$AW164*$AW$61*$AW$121+$AX164*$AX$61*$AX$121+$AY164*$AY$61*$AY$121+$AZ164*$AZ$61*$AZ$121+$BA164*$BA$61*$BA$121+$BB164*$BB$61*$BB$121+$BC164*$BC$61*$BC$121+$BD164*$BD$61*$BD$121)/CB$63","v":0},{"$f":"($AF164*$AF$61*$AF$122+$AG164*$AG$61*$AG$122+$AH164*$AH$61*$AH$122+$AI164*$AI$61*$AI$122+$AJ164*$AJ$61*$AJ$122+$AK164*$AK$61*$AK$122+$AL164*$AL$61*$AL$122+$AM164*$AM$61*$AM$122+$AN164*$AN$61*$AN$122+$AO164*$AO$61*$AO$122+$AP164*$AP$61*$AP$122+$AQ164*$AQ$61*$AQ$122+$AR164*$AR$61*$AR$122+$AS164*$AS$61*$AS$122+$AT164*$AT$61*$AT$122+$AU164*$AU$61*$AU$122+$AV164*$AV$61*$AV$122+$AW164*$AW$61*$AW$122+$AX164*$AX$61*$AX$122+$AY164*$AY$61*$AY$122+$AZ164*$AZ$61*$AZ$122+$BA164*$BA$61*$BA$122+$BB164*$BB$61*$BB$122+$BC164*$BC$61*$BC$122+$BD164*$BD$61*$BD$122)/CC$63","v":0},{"$f":"($AF164*$AF$61*$AF$123+$AG164*$AG$61*$AG$123+$AH164*$AH$61*$AH$123+$AI164*$AI$61*$AI$123+$AJ164*$AJ$61*$AJ$123+$AK164*$AK$61*$AK$123+$AL164*$AL$61*$AL$123+$AM164*$AM$61*$AM$123+$AN164*$AN$61*$AN$123+$AO164*$AO$61*$AO$123+$AP164*$AP$61*$AP$123+$AQ164*$AQ$61*$AQ$123+$AR164*$AR$61*$AR$123+$AS164*$AS$61*$AS$123+$AT164*$AT$61*$AT$123+$AU164*$AU$61*$AU$123+$AV164*$AV$61*$AV$123+$AW164*$AW$61*$AW$123+$AX164*$AX$61*$AX$123+$AY164*$AY$61*$AY$123+$AZ164*$AZ$61*$AZ$123+$BA164*$BA$61*$BA$123+$BB164*$BB$61*$BB$123+$BC164*$BC$61*$BC$123+$BD164*$BD$61*$BD$123)/CD$63","v":0},{"$f":"($AF164*$AF$61*$AF$124+$AG164*$AG$61*$AG$124+$AH164*$AH$61*$AH$124+$AI164*$AI$61*$AI$124+$AJ164*$AJ$61*$AJ$124+$AK164*$AK$61*$AK$124+$AL164*$AL$61*$AL$124+$AM164*$AM$61*$AM$124+$AN164*$AN$61*$AN$124+$AO164*$AO$61*$AO$124+$AP164*$AP$61*$AP$124+$AQ164*$AQ$61*$AQ$124+$AR164*$AR$61*$AR$124+$AS164*$AS$61*$AS$124+$AT164*$AT$61*$AT$124+$AU164*$AU$61*$AU$124+$AV164*$AV$61*$AV$124+$AW164*$AW$61*$AW$124+$AX164*$AX$61*$AX$124+$AY164*$AY$61*$AY$124+$AZ164*$AZ$61*$AZ$124+$BA164*$BA$61*$BA$124+$BB164*$BB$61*$BB$124+$BC164*$BC$61*$BC$124+$BD164*$BD$61*$BD$124)/CE$63","v":0},{"$f":"($AF164*$AF$61*$AF$125+$AG164*$AG$61*$AG$125+$AH164*$AH$61*$AH$125+$AI164*$AI$61*$AI$125+$AJ164*$AJ$61*$AJ$125+$AK164*$AK$61*$AK$125+$AL164*$AL$61*$AL$125+$AM164*$AM$61*$AM$125+$AN164*$AN$61*$AN$125+$AO164*$AO$61*$AO$125+$AP164*$AP$61*$AP$125+$AQ164*$AQ$61*$AQ$125+$AR164*$AR$61*$AR$125+$AS164*$AS$61*$AS$125+$AT164*$AT$61*$AT$125+$AU164*$AU$61*$AU$125+$AV164*$AV$61*$AV$125+$AW164*$AW$61*$AW$125+$AX164*$AX$61*$AX$125+$AY164*$AY$61*$AY$125+$AZ164*$AZ$61*$AZ$125+$BA164*$BA$61*$BA$125+$BB164*$BB$61*$BB$125+$BC164*$BC$61*$BC$125+$BD164*$BD$61*$BD$125)/CF$63","v":0},{"$f":"($AF164*$AF$61*$AF$126+$AG164*$AG$61*$AG$126+$AH164*$AH$61*$AH$126+$AI164*$AI$61*$AI$126+$AJ164*$AJ$61*$AJ$126+$AK164*$AK$61*$AK$126+$AL164*$AL$61*$AL$126+$AM164*$AM$61*$AM$126+$AN164*$AN$61*$AN$126+$AO164*$AO$61*$AO$126+$AP164*$AP$61*$AP$126+$AQ164*$AQ$61*$AQ$126+$AR164*$AR$61*$AR$126+$AS164*$AS$61*$AS$126+$AT164*$AT$61*$AT$126+$AU164*$AU$61*$AU$126+$AV164*$AV$61*$AV$126+$AW164*$AW$61*$AW$126+$AX164*$AX$61*$AX$126+$AY164*$AY$61*$AY$126+$AZ164*$AZ$61*$AZ$126+$BA164*$BA$61*$BA$126+$BB164*$BB$61*$BB$126+$BC164*$BC$61*$BC$126+$BD164*$BD$61*$BD$126)/CG$63","v":0},null,"DispPF",0.996,0.996,0.997,0.996,0.996,0.996,0.996,0.996,0.996,0.996,0.996,0.996,0.996,0.996,0.996,0.996,0.996,0.996]
[null,"T5",null,0,0,0,0,0,0,0,0,0,0,0,0,0,0,0,0,0,0,0,0,null,null,null,null,null,null,null,4,0,0,0,0,0,0,0,0,0,0,0,0,0,0,0,0,0,0,0,0,0,0,0,0,0,null,null,null,null,1.8911011091028246E-2,null,{"$f":"$BL165/130*($BJ$80*HLOOKUP($BK$80,$BM$162:$CG$211,$BL165,0)+$BJ$81*HLOOKUP($BK$81,$BM$162:$CG$211,$BL165,0)+$BJ$82*HLOOKUP($BK$82,$BM$162:$CG$211,$BL165,0)+$BJ$83*HLOOKUP($BK$83,$BM$162:$CG$211,$BL165,0)+$BJ$84*HLOOKUP($BK$84,$BM$162:$CG$211,$BL165,0)+$BJ$85*HLOOKUP($BK$85,$BM$162:$CG$211,$BL165,0)+$BJ$86*HLOOKUP($BK$86,$BM$162:$CG$211,$BL165,0)+$BJ$87*HLOOKUP($BK$87,$BM$162:$CG$211,$BL165,0)+$BJ$88*HLOOKUP($BK$88,$BM$162:$CG$211,$BL165,0)+$BJ$89*HLOOKUP($BK$89,$BM$162:$CG$211,$BL165,0)+$BJ$90*HLOOKUP($BK$90,$BM$162:$CG$211,$BL165,0)+$BJ$91*HLOOKUP($BK$91,$BM$162:$CG$211,$BL165,0)+$BJ$92*HLOOKUP($BK$92,$BM$162:$CG$211,$BL165,0)+$BJ$93*HLOOKUP($BK$93,$BM$162:$CG$211,$BL165,0)+$BJ$94*HLOOKUP($BK$94,$BM$162:$CG$211,$BL165,0)+$BJ$95*HLOOKUP($BK$95,$BM$162:$CG$211,$BL165,0)+$BJ$96*HLOOKUP($BK$96,$BM$162:$CG$211,$BL165,0)+$BJ$97*HLOOKUP($BK$97,$BM$162:$CG$211,$BL165,0)+$BJ$98*HLOOKUP($BK$98,$BM$162:$CG$211,$BL165,0)+$BJ$99*HLOOKUP($BK$99,$BM$162:$CG$211,$BL165,0)+$BJ$100*HLOOKUP($BK$100,$BM$162:$CG$211,$BL165,0))","v":0},4,null,0,0,0,0,0,0,0,0,0,0,0,0,0,0,0,0,0,0,0,0,null,"ActPF",0.98799999999999999,0.98799999999999999,0.98899999999999999,0.99,0.99099999999999999,0.99199999999999999,0.99199999999999999,0.99299999999999999,0.99299999999999999,0.99299999999999999,0.99299999999999999,0.99399999999999999,0.99399999999999999,0.99399999999999999,0.99399999999999999,0.99399999999999999,0.99399999999999999,0.99399999999999999]
[null,"T6",null,0,0,0,0,0,0,0,0,0,0,0,0,0,0,0,0,0,0,0,0,null,null,null,null,null,null,null,5,0,0,0,0,0,0,0,0,0,0,0,0,0,0,0,0,0,0,0,0,0,0,0,0,0,null,null,null,null,37.235180401234118,null,{"$f":"$BL166/130*($BJ$80*HLOOKUP($BK$80,$BM$162:$CG$211,$BL166,0)+$BJ$81*HLOOKUP($BK$81,$BM$162:$CG$211,$BL166,0)+$BJ$82*HLOOKUP($BK$82,$BM$162:$CG$211,$BL166,0)+$BJ$83*HLOOKUP($BK$83,$BM$162:$CG$211,$BL166,0)+$BJ$84*HLOOKUP($BK$84,$BM$162:$CG$211,$BL166,0)+$BJ$85*HLOOKUP($BK$85,$BM$162:$CG$211,$BL166,0)+$BJ$86*HLOOKUP($BK$86,$BM$162:$CG$211,$BL166,0)+$BJ$87*HLOOKUP($BK$87,$BM$162:$CG$211,$BL166,0)+$BJ$88*HLOOKUP($BK$88,$BM$162:$CG$211,$BL166,0)+$BJ$89*HLOOKUP($BK$89,$BM$162:$CG$211,$BL166,0)+$BJ$90*HLOOKUP($BK$90,$BM$162:$CG$211,$BL166,0)+$BJ$91*HLOOKUP($BK$91,$BM$162:$CG$211,$BL166,0)+$BJ$92*HLOOKUP($BK$92,$BM$162:$CG$211,$BL166,0)+$BJ$93*HLOOKUP($BK$93,$BM$162:$CG$211,$BL166,0)+$BJ$94*HLOOKUP($BK$94,$BM$162:$CG$211,$BL166,0)+$BJ$95*HLOOKUP($BK$95,$BM$162:$CG$211,$BL166,0)+$BJ$96*HLOOKUP($BK$96,$BM$162:$CG$211,$BL166,0)+$BJ$97*HLOOKUP($BK$97,$BM$162:$CG$211,$BL166,0)+$BJ$98*HLOOKUP($BK$98,$BM$162:$CG$211,$BL166,0)+$BJ$99*HLOOKUP($BK$99,$BM$162:$CG$211,$BL166,0)+$BJ$100*HLOOKUP($BK$100,$BM$162:$CG$211,$BL166,0))","v":0},5,null,0,0,0,0,0,0,0,0,0,0,0,0,0,0,0,0,0,0,0,0,null,"%Vthd",7.8E-2,0.42199999999999999,0.78300000000000003,1.425,1.9730000000000001,2.4780000000000002,2.823,3.1970000000000001,3.5059999999999998,3.7930000000000001,4.2359999999999998,4.6139999999999999,4.9260000000000002,5.44,5.9630000000000001,5.9630000000000001,5.9630000000000001,5.9630000000000001]
[null,"T7",null,0,0,0,0,0,0,0,0,0,0,0,0,0,0,0,0,0,0,0,0,null,null,null,null,null,null,null,6,0,0,0,0,0,0,0,0,0,0,0,0,0,0,0,0,0,0,0,0,0,0,0,0,0,null,null,null,null,6.7166724720099458E-3,null,{"$f":"$BL167/130*($BJ$80*HLOOKUP($BK$80,$BM$162:$CG$211,$BL167,0)+$BJ$81*HLOOKUP($BK$81,$BM$162:$CG$211,$BL167,0)+$BJ$82*HLOOKUP($BK$82,$BM$162:$CG$211,$BL167,0)+$BJ$83*HLOOKUP($BK$83,$BM$162:$CG$211,$BL167,0)+$BJ$84*HLOOKUP($BK$84,$BM$162:$CG$211,$BL167,0)+$BJ$85*HLOOKUP($BK$85,$BM$162:$CG$211,$BL167,0)+$BJ$86*HLOOKUP($BK$86,$BM$162:$CG$211,$BL167,0)+$BJ$87*HLOOKUP($BK$87,$BM$162:$CG$211,$BL167,0)+$BJ$88*HLOOKUP($BK$88,$BM$162:$CG$211,$BL167,0)+$BJ$89*HLOOKUP($BK$89,$BM$162:$CG$211,$BL167,0)+$BJ$90*HLOOKUP($BK$90,$BM$162:$CG$211,$BL167,0)+$BJ$91*HLOOKUP($BK$91,$BM$162:$CG$211,$BL167,0)+$BJ$92*HLOOKUP($BK$92,$BM$162:$CG$211,$BL167,0)+$BJ$93*HLOOKUP($BK$93,$BM$162:$CG$211,$BL167,0)+$BJ$94*HLOOKUP($BK$94,$BM$162:$CG$211,$BL167,0)+$BJ$95*HLOOKUP($BK$95,$BM$162:$CG$211,$BL167,0)+$BJ$96*HLOOKUP($BK$96,$BM$162:$CG$211,$BL167,0)+$BJ$97*HLOOKUP($BK$97,$BM$162:$CG$211,$BL167,0)+$BJ$98*HLOOKUP($BK$98,$BM$162:$CG$211,$BL167,0)+$BJ$99*HLOOKUP($BK$99,$BM$162:$CG$211,$BL167,0)+$BJ$100*HLOOKUP($BK$100,$BM$162:$CG$211,$BL167,0))","v":0},{"$f":"+BL166+1","v":6},null,0,0,0,0,0,0,0,0,0,0,0,0,0,0,0,0,0,0,0,0,null,"Vrms/Vs",1,1,1.0009999999999999,1.0009999999999999,1.0009999999999999,1.0009999999999999,1.0009999999999999,1.002,1.002,1.002,1.0009999999999999,1,0.99939999999999996,0.997,0.99399999999999999,0.99399999999999999,0.99399999999999999,0.99399999999999999]
[null,"T8",null,0,0,0,0,0,0,0,0,0,0,0,0,0,0,0,0,0,0,0,0,null,null,null,null,null,null,null,{"$f":"+AE167+1","v":7},0,0,0,0,0,0,0,0,0,0,0,0,0,0,0,0,0,0,0,0,0,0,0,0,0,null,null,null,null,10.392376071290933,null,0,{"$f":"+BL167+1","v":7},null,0,0,0,0,0,0,0,0,0,0,0,0,0,0,0,0,0,0,0,0,null,"Vbus/Vs",1.3240000000000001,1.325,1.3240000000000001,1.325,1.325,1.325,1.325,1.325,1.325,1.325,1.3240000000000001,1.3220000000000001,1.3205,1.3160000000000001,1.3120000000000001,1.3120000000000001,1.3120000000000001,1.3120000000000001,1]
[null,"T9",null,0,0,0,0,0,0,0,0,0,0,0,0,0,0,0,0,0,0,0,0,null,null,null,null,null,null,null,8,0,0,0,0,0,0,0,0,0,0,0,0,0,0,0,0,0,0,0,0,0,0,0,0,0,null,null,null,null,1.9568215287999059E-2,null,0,8,null,0,0,0,0,0,0,0,0,0,0,0,0,0,0,0,0,0,0,0,0,null,"%I2nd",{"$f":"+$DA$158*DC169","v":0.97500329541072683},0.52745599483265082,0.70768605723957478,1.2989625004450924,1.3708677962880991,0.65250684105733314,1.0216214199874443,0.63633542320108172,0.84737047471746185,0.6406797410959908,0.84903742505020918,0.71609366042064682,0.32465236636766004,4.6599705948743804E-2,1.1677725513288021E-2,1.1677725513288021E-2,1.1677725513288021E-2,{"$f":"+$DA$158*DT169","v":1.1677725513288021E-2},2,0.97500329541072683,0.52745599483265082,0.70768605723957478,1.2989625004450924,1.3708677962880991,0.65250684105733314,1.0216214199874443,0.63633542320108172,0.84737047471746185,0.6406797410959908,0.84903742505020918,0.71609366042064682,0.32465236636766004,4.6599705948743804E-2,1.1677725513288021E-2,1.1677725513288021E-2,1.1677725513288021E-2,1.1677725513288021E-2]
[null,"B1",null,0,0,0,0,0,0,0,0,0,0,0,0,0,0,0,0,0,0,0,0,null,null,null,null,null,null,null,9,0,0,0,0,0,0,0,0,0,0,0,0,0,0,0,0,0,0,0,0,0,0,0,0,0,null,null,null,null,1.550401505531297,null,0,9,null,0,0,0,0,0,0,0,0,0,0,0,0,0,0,0,0,0,0,0,0,null,"%I3rd",{"$f":"+$DA$158*DC170","v":4.2859165720580252},{"$f":"+$DA$158*DD170","v":3.1700832472340101},{"$f":"+$DA$158*DE170","v":3.7770327340751013},{"$f":"+$DA$158*DF170","v":3.0280582203140747},{"$f":"+$DA$158*DG170","v":2.1358175408817037},{"$f":"+$DA$158*DH170","v":1.4569865660515198},{"$f":"+$DA$158*DI170","v":1.5493016977822427},{"$f":"+$DA$158*DJ170","v":1.4492506916914185},{"$f":"+$DA$158*DK170","v":1.3573950570607571},{"$f":"+$DA$158*DL170","v":1.2293916056370395},{"$f":"+$DA$158*DM170","v":1.3073349319539702},{"$f":"+$DA$158*DN170","v":1.0353364023386513},{"$f":"+$DA$158*DO170","v":0.84996936211295915},{"$f":"+$DA$158*DP170","v":0.71645953937722018},{"$f":"+$DA$158*DQ170","v":0.63425160811616055},{"$f":"+$DA$158*DR170","v":0.63425160811616055},0.63425160811616055,0.63425160811616055,3,4.2859165720580252,3.1700832472340101,3.7770327340751013,3.0280582203140747,2.1358175408817037,1.4569865660515198,1.5493016977822427,1.4492506916914185,1.3573950570607571,1.2293916056370395,1.3073349319539702,1.0353364023386513,0.84996936211295915,0.71645953937722018,0.63425160811616055,0.63425160811616055,0.63425160811616055,0.63425160811616055]
[null,"B2",null,0,0,0,0,0,0,0,0,0,0,0,0,0,0,0,0,0,0,0,0,null,null,null,null,null,null,null,10,0,0,0,0,0,0,0,0,0,0,0,0,0,0,0,0,0,0,0,0,0,0,0,0,0,null,null,null,null,1.2328456311432616E-2,null,0,10,null,0,0,0,0,0,0,0,0,0,0,0,0,0,0,0,0,0,0,0,0,null,"%I4th",0.76694940556247038,0.80892507978959527,0.74929028321226143,0.56566300582398188,0.63132159779782338,0.72351060062417427,0.36272184563953808,0.35291908932497584,0.3052493541964571,0.31839555441707246,0.28206239580449233,0.28888315665760506,0.17881862990364675,2.6777285647852499E-2,1.0861921346513434E-2,1.0861921346513434E-2,1.0861921346513434E-2,1.0861921346513434E-2,4,0.76694940556247038,0.80892507978959527,0.74929028321226143,0.56566300582398188,0.63132159779782338,0.72351060062417427,0.36272184563953808,0.35291908932497584,0.3052493541964571,0.31839555441707246,0.28206239580449233,0.28888315665760506,0.17881862990364675,2.6777285647852499E-2,1.0861921346513434E-2,1.0861921346513434E-2,1.0861921346513434E-2,1.0861921346513434E-2]
[null,"B3",null,0,0,0,0,0,0,0,0,0,0,0,0,0,0,0,0,0,0,0,0,null,null,null,null,null,null,null,11,0,0,0,0,0,0,0,0,0,0,0,0,0,0,0,0,0,0,0,0,0,0,0,0,0,null,null,null,null,6.8978075937730443,null,0,11,null,0,0,0,0,0,0,0,0,0,0,0,0,0,0,0,0,0,0,0,0,null,"%I5th",12.857196954676674,12.632966787670524,11.095981237485912,9.7645865296952152,8.7905679796881913,7.8425656638918815,6.9102651065208764,6.2912282050750736,5.863548835236851,5.3959159871403415,4.6705408062675575,4.0211133756203115,3.6664781942302227,3.0444802097626398,2.6845745142224149,2.6845745142224149,2.6845745142224149,2.6845745142224149,5,12.857196954676674,12.632966787670524,11.095981237485912,9.7645865296952152,8.7905679796881913,7.8425656638918815,6.9102651065208764,6.2912282050750736,5.863548835236851,5.3959159871403415,4.6705408062675575,4.0211133756203115,3.6664781942302227,3.0444802097626398,2.6845745142224149,2.6845745142224149,2.6845745142224149,2.6845745142224149]
[null,"B4",null,0,0,0,0,0,0,0,0,0,0,0,0,0,0,0,0,0,0,0,0,null,null,null,null,null,null,null,12,0,0,0,0,0,0,0,0,0,0,0,0,0,0,0,0,0,0,0,0,0,0,0,0,0,null,null,null,null,4.6215963407489095E-3,null,0,12,null,0,0,0,0,0,0,0,0,0,0,0,0,0,0,0,0,0,0,0,0,null,"%I6th",0.11190576132539042,0.23474795944664445,0.25509602456591046,0.22897293111891573,7.0250919568221618E-2,0.14311080121134129,9.399258808013411E-2,7.6293969631764075E-2,2.2606300816070048E-2,3.8287328493504275E-2,0.16826015045409579,0.11500324320473043,5.8083070140402426E-2,5.2050052209855766E-3,3.5507436649996555E-3,3.5507436649996555E-3,3.5507436649996555E-3,3.5507436649996555E-3,6,0.11190576132539042,0.23474795944664445,0.25509602456591046,0.22897293111891573,7.0250919568221618E-2,0.14311080121134129,9.399258808013411E-2,7.6293969631764075E-2,2.2606300816070048E-2,3.8287328493504275E-2,0.16826015045409579,0.11500324320473043,5.8083070140402426E-2,5.2050052209855766E-3,3.5507436649996555E-3,3.5507436649996555E-3,3.5507436649996555E-3,3.5507436649996555E-3]
[null,"B5",null,0,0,0,0,0,0,0,0,0,0,0,0,0,0,0,0,0,0,0,0,null,null,null,null,null,null,null,13,0,0,0,0,0,0,0,0,0,0,0,0,0,0,0,0,0,0,0,0,0,0,0,0,0,null,null,null,null,3.2653468167573116,null,0,13,null,0,0,0,0,0,0,0,0,0,0,0,0,0,0,0,0,0,0,0,0,null,"%I7th",11.632056189256419,11.25008625261343,10.079878794582187,8.9005480132460644,8.0939339079059014,7.4173439489770638,6.7048265909882154,6.2148580960195625,5.6548857284447847,5.2888015284934164,4.6220237874376364,4.1796226509029824,3.6993007681040351,3.0466677029271518,2.6731348321051329,2.6731348321051329,2.6731348321051329,2.6731348321051329,7,11.632056189256419,11.25008625261343,10.079878794582187,8.9005480132460644,8.0939339079059014,7.4173439489770638,6.7048265909882154,6.2148580960195625,5.6548857284447847,5.2888015284934164,4.6220237874376364,4.1796226509029824,3.6993007681040351,3.0466677029271518,2.6731348321051329,2.6731348321051329,2.6731348321051329,2.6731348321051329]
[null,"B6",null,0,0,0,0,0,0,0,0,0,0,0,0,0,0,0,{"$f":"+IF(CC$53=$B175,S$180,0)","v":0},0,0,0,0,null,null,null,null,null,null,null,14,0,0,0,0,0,0,0,0,0,0,0,0,0,0,0,0,0,0,0,0,0,0,0,0,0,null,null,null,null,1.3971869624010225E-2,null,0,14,null,0,0,0,0,0,0,0,0,0,0,0,0,0,0,0,0,0,0,0,0,null,"%I8th",0.14289111367764989,0.18118498261419017,0.20087106458321063,0.18010430072509206,0.11715330125350648,0.16274759663559837,9.736264660976103E-2,7.3510786244367923E-2,5.5607766680332037E-2,7.2673156784699239E-2,6.9184819726424082E-2,7.1610269222473377E-2,2.999432588210147E-2,2.2856143214668783E-3,2.3204897082230607E-3,2.3204897082230607E-3,2.3204897082230607E-3,2.3204897082230607E-3,8,0.14289111367764989,0.18118498261419017,0.20087106458321063,0.18010430072509206,0.11715330125350648,0.16274759663559837,9.736264660976103E-2,7.3510786244367923E-2,5.5607766680332037E-2,7.2673156784699239E-2,6.9184819726424082E-2,7.1610269222473377E-2,2.999432588210147E-2,2.2856143214668783E-3,2.3204897082230607E-3,2.3204897082230607E-3,2.3204897082230607E-3,2.3204897082230607E-3]
[null,"B7",null,{"$f":"+IF(BN$53=$B176,D$180,0)","v":0},0,0,0,0,0,0,0,0,0,0,0,0,0,0,{"$f":"+IF(CC$53=$B176,S$180,0)","v":0},0,0,0,0,null,null,null,null,null,null,null,15,0,0,0,0,0,0,0,0,0,0,0,0,0,0,0,0,0,0,0,0,0,0,0,0,0,null,null,null,null,0.77251198614466821,null,0,15,null,0,0,0,0,0,0,0,0,0,0,0,0,0,0,0,0,0,0,0,0,null,"%I9th",0.59837947107591716,0.33229000728740743,0.42006140405597298,0.27128502803877641,0.15552938945046987,0.148683267076547,0.16146242156803906,0.24614701226614885,0.10883657922034616,0.1061500201082575,9.6874569668446403E-2,0.13062936087922977,0.11011581116502753,8.1203927464671491E-2,7.1566732547232392E-2,7.1566732547232392E-2,7.1566732547232392E-2,7.1566732547232392E-2,9,0.59837947107591716,0.33229000728740743,0.42006140405597298,0.27128502803877641,0.15552938945046987,0.148683267076547,0.16146242156803906,0.24614701226614885,0.10883657922034616,0.1061500201082575,9.6874569668446403E-2,0.13062936087922977,0.11011581116502753,8.1203927464671491E-2,7.1566732547232392E-2,7.1566732547232392E-2,7.1566732547232392E-2,7.1566732547232392E-2]
[null,"B8",null,0,0,0,0,0,0,0,0,0,0,0,0,0,0,0,{"$f":"+IF(CC$53=$B177,S$180,0)","v":0},0,0,0,0,null,null,null,null,null,null,null,16,0,0,0,0,0,0,0,0,0,0,0,0,0,0,0,0,0,0,0,0,0,0,0,0,0,null,null,null,null,9.3304507410814103E-3,null,0,16,null,0,0,0,0,0,0,0,0,0,0,0,0,0,0,0,0,0,0,0,0,null,"%I10th",7.251961303471606E-2,9.6106808577987646E-2,7.8029284342244903E-2,4.2908563607899047E-2,2.4943779732345871E-2,4.7851896059286178E-2,6.9863599211557395E-3,1.8315679764744089E-2,4.5252440110676497E-3,4.5156823351797147E-3,2.9824176936116765E-2,2.2505619472275223E-2,6.0704509997161846E-3,1.2706792591514323E-3,5.4118256108714514E-4,5.4118256108714514E-4,5.4118256108714514E-4,5.4118256108714514E-4,10,7.251961303471606E-2,9.6106808577987646E-2,7.8029284342244903E-2,4.2908563607899047E-2,2.4943779732345871E-2,4.7851896059286178E-2,6.9863599211557395E-3,1.8315679764744089E-2,4.5252440110676497E-3,4.5156823351797147E-3,2.9824176936116765E-2,2.2505619472275223E-2,6.0704509997161846E-3,1.2706792591514323E-3,5.4118256108714514E-4,5.4118256108714514E-4,5.4118256108714514E-4,5.4118256108714514E-4]
[null,"B9",null,0,0,0,0,0,0,0,0,0,0,0,0,0,0,0,{"$f":"+IF(CC$53=$B178,S$180,0)","v":0},0,0,0,0,null,null,null,null,null,null,null,17,0,0,0,0,0,0,0,0,0,0,0,0,0,0,0,{"$f":"+AU$162*HLOOKUP(AU$159,$BM$1:$CG$53,1+$AE178,0)","v":0},0,0,0,0,0,0,0,0,0,null,null,null,null,2.7919301227246973,null,0,17,null,0,0,0,0,0,0,0,0,0,0,0,0,0,0,0,0,0,0,0,0,null,"%I11th",4.4410677644357701,4.1213793784810866,4.1538683803548171,3.8127068419496797,3.4840785757295878,3.2402839984230711,3.0950512966874064,2.8348783573123049,2.7953787101230003,2.6670652709806522,2.4515902116036927,2.2310184672786839,2.0759793709281582,1.8209904193716302,1.6770226659603897,1.6770226659603897,1.6770226659603897,1.6770226659603897,11,4.4410677644357701,4.1213793784810866,4.1538683803548171,3.8127068419496797,3.4840785757295878,3.2402839984230711,3.0950512966874064,2.8348783573123049,2.7953787101230003,2.6670652709806522,2.4515902116036927,2.2310184672786839,2.0759793709281582,1.8209904193716302,1.6770226659603897,1.6770226659603897,1.6770226659603897,1.6770226659603897]
[null,"B10",null,0,0,0,0,0,0,0,0,0,0,0,0,0,0,0,{"$f":"+IF(CC$53=$B179,S$180,0)","v":0},0,0,0,0,null,null,null,null,null,null,null,18,{"$f":"+AF$162*HLOOKUP(AF$159,$BM$1:$CG$53,1+$AE179,0)","v":0},0,0,0,0,0,0,0,0,0,0,0,0,0,0,0,0,0,0,0,0,0,0,0,0,null,null,null,null,3.253900287302883E-3,null,0,18,null,0,0,0,0,0,0,0,0,0,0,0,0,0,0,0,0,0,0,0,0,null,"%I12th",6.7291414701787067E-2,0.10003996103812356,9.3880746629183096E-2,6.0298933796298755E-2,2.2986677033001574E-2,6.0565441809571727E-2,8.28580695471119E-3,2.2781637964863946E-2,4.8574395226958266E-3,8.5346269903921902E-3,1.2436666193482188E-2,3.814975350585758E-2,1.5518297373400457E-2,3.8843428194130988E-3,1.2855821428933759E-3,1.2855821428933759E-3,1.2855821428933759E-3,1.2855821428933759E-3,12,6.7291414701787067E-2,0.10003996103812356,9.3880746629183096E-2,6.0298933796298755E-2,2.2986677033001574E-2,6.0565441809571727E-2,8.28580695471119E-3,2.2781637964863946E-2,4.8574395226958266E-3,8.5346269903921902E-3,1.2436666193482188E-2,3.814975350585758E-2,1.5518297373400457E-2,3.8843428194130988E-3,1.2855821428933759E-3,1.2855821428933759E-3,1.2855821428933759E-3,1.2855821428933759E-3]
[null,null,null,{"$f":"+AD135","v":1},{"$f":"+AD136","v":1},{"$f":"+AD137","v":0},{"$f":"+AD138","v":0},{"$f":"+AD139","v":0},{"$f":"+AD140","v":0},{"$f":"+AD141","v":0},{"$f":"+AD142","v":0},{"$f":"+AD143","v":0},{"$f":"+AD144","v":0},{"$f":"+AD145","v":0},{"$f":"+AD146","v":0},{"$f":"+AD147","v":0},{"$f":"+AD148","v":0},{"$f":"+AD149","v":0},{"$f":"+AD150","v":0},{"$f":"+AD151","v":0},{"$f":"+AD152","v":0},{"$f":"+AD153","v":0},{"$f":"+AD154","v":0},null,null,null,null,null,null,null,19,0,0,0,0,0,0,0,0,0,0,0,0,0,0,0,0,0,0,0,0,0,0,0,0,0,null,null,null,null,1.8132980354171877,null,0,19,null,0,0,0,0,0,0,0,0,0,0,0,0,0,0,0,0,0,0,0,0,null,"%I13th",2.3303232502667139,2.0802877403212441,2.1011083987821175,1.8581365763188546,1.6538034596337008,1.5192597737960172,1.4354301435365273,1.4463497240088017,1.2599160669588327,1.2010429886350551,1.0683181641554873,1.0228984202730469,0.951725424328976,0.80744464285625073,0.73474746679501535,0.73474746679501535,0.73474746679501535,0.73474746679501535,13,2.3303232502667139,2.0802877403212441,2.1011083987821175,1.8581365763188546,1.6538034596337008,1.5192597737960172,1.4354301435365273,1.4463497240088017,1.2599160669588327,1.2010429886350551,1.0683181641554873,1.0228984202730469,0.951725424328976,0.80744464285625073,0.73474746679501535,0.73474746679501535,0.73474746679501535,0.73474746679501535]
[null,null,null,null,null,null,null,null,null,null,null,null,null,null,null,null,null,null,null,null,null,null,null,null,null,null,null,null,null,null,20,0,0,0,0,0,0,0,0,0,0,0,0,0,0,0,0,0,0,0,0,0,0,0,0,0,null,null,null,null,1.1509940772605427E-2,null,0,20,null,0,0,0,0,0,0,0,0,0,0,0,0,0,0,0,0,0,0,0,0,null,"%I14th",3.7901860642711858E-2,7.038597915917344E-2,5.8828421931720588E-2,3.7004209214151172E-2,2.0521048156638154E-2,5.3130690452320294E-2,1.4698144004643717E-2,4.164504504802196E-2,1.3323528862072649E-2,2.8081518202064535E-2,1.0588407965555673E-2,2.0022249980462897E-2,3.2530022489341607E-3,4.9836334877693018E-3,8.3910947464732079E-4,8.3910947464732079E-4,8.3910947464732079E-4,8.3910947464732079E-4,14,3.7901860642711858E-2,7.038597915917344E-2,5.8828421931720588E-2,3.7004209214151172E-2,2.0521048156638154E-2,5.3130690452320294E-2,1.4698144004643717E-2,4.164504504802196E-2,1.3323528862072649E-2,2.8081518202064535E-2,1.0588407965555673E-2,2.0022249980462897E-2,3.2530022489341607E-3,4.9836334877693018E-3,8.3910947464732079E-4,8.3910947464732079E-4,8.3910947464732079E-4,8.3910947464732079E-4]
[null,null,null,{"$f":"+BN53","v":0},{"$f":"+BO53","v":"utility"},null,null,null,null,null,null,null,null,null,null,null,null,null,null,null,null,null,null,null,null,null,null,null,null,null,21,0,0,0,0,0,0,0,0,0,0,0,0,0,0,0,0,0,0,0,0,0,0,0,0,0,null,null,null,null,0.51140911890114571,null,0,21,null,0,0,0,0,0,0,0,0,0,0,0,0,0,0,0,0,0,0,0,0,null,"%I15th",0.25020142994447037,0.30992584254657995,0.1040467987536305,7.2031634559093324E-2,0.11576020985438029,0.14175048117281411,9.1003637551318323E-2,0.10520127402493931,5.5348181039281061E-2,5.2900327477366518E-2,3.4930885909086357E-2,6.6281615859565546E-2,5.3541262685052431E-2,5.0029957806813199E-2,3.9402361479586569E-2,3.9402361479586569E-2,3.9402361479586569E-2,3.9402361479586569E-2,15,0.25020142994447037,0.30992584254657995,0.1040467987536305,7.2031634559093324E-2,0.11576020985438029,0.14175048117281411,9.1003637551318323E-2,0.10520127402493931,5.5348181039281061E-2,5.2900327477366518E-2,3.4930885909086357E-2,6.6281615859565546E-2,5.3541262685052431E-2,5.0029957806813199E-2,3.9402361479586569E-2,3.9402361479586569E-2,3.9402361479586569E-2,3.9402361479586569E-2]
[null,"HpCalculator",0,"utility","T1","T2","T3","T4","T5","T6","T7","T8","T9","B1","B2","B3","B4","B5","B6","B7","B8","B9","B10",null,null,null,null,null,null,null,22,0,0,0,0,0,0,0,0,0,0,0,0,0,0,0,0,0,0,0,0,0,0,0,0,0,null,null,null,null,1.3307115565458346E-2,null,0,22,null,0,0,0,0,0,0,0,0,0,0,0,0,0,0,0,0,0,0,0,0,null,"%I16th",6.390607651751172E-2,9.8684738690953039E-2,9.9582830894712815E-2,6.4781187395386144E-2,2.6072101277176508E-2,7.5357621909578454E-2,2.7616377476325133E-2,2.2688853169836719E-2,5.8770903566884199E-3,1.7719972479809519E-2,1.6613318838495043E-2,2.0603404599698741E-2,8.3936025340788749E-3,5.3791504195161485E-3,1.3588816993959755E-3,1.3588816993959755E-3,1.3588816993959755E-3,1.3588816993959755E-3,16,6.390607651751172E-2,9.8684738690953039E-2,9.9582830894712815E-2,6.4781187395386144E-2,2.6072101277176508E-2,7.5357621909578454E-2,2.7616377476325133E-2,2.2688853169836719E-2,5.8770903566884199E-3,1.7719972479809519E-2,1.6613318838495043E-2,2.0603404599698741E-2,8.3936025340788749E-3,5.3791504195161485E-3,1.3588816993959755E-3,1.3588816993959755E-3,1.3588816993959755E-3,1.3588816993959755E-3]
[null,"utility",null,{"$f":"+IF(BN$53=$B184,D$204,0)","v":0},{"$f":"+IF(BO$53=$B184,E$204,0)","v":1},0,0,0,0,0,0,0,0,0,0,0,0,0,0,0,{"$f":"+IF(CE$53=$B184,U$204,0)","v":0},0,0,null,null,null,null,null,null,null,23,0,0,0,0,0,0,0,0,0,0,0,0,0,0,0,0,0,0,0,0,0,0,0,0,0,null,null,null,null,1.3626971510992618,null,0,23,null,0,0,0,0,0,0,0,0,0,0,0,0,0,0,0,0,0,0,0,0,null,"%I17th",2.1724065841321698,2.1339623833504122,1.943488966674902,1.757279393547738,1.6518001507430531,1.5682616559488476,1.4333136454455484,1.2601244311257356,1.2420839486130362,1.1830502135153029,1.0486025036689339,0.93127498455108948,0.86719132310304192,0.75076365894730279,0.68256625019359207,0.68256625019359207,0.68256625019359207,0.68256625019359207,17,2.1724065841321698,2.1339623833504122,1.943488966674902,1.757279393547738,1.6518001507430531,1.5682616559488476,1.4333136454455484,1.2601244311257356,1.2420839486130362,1.1830502135153029,1.0486025036689339,0.93127498455108948,0.86719132310304192,0.75076365894730279,0.68256625019359207,0.68256625019359207,0.68256625019359207,0.68256625019359207]
[null,"T1",null,0,0,0,0,0,0,0,0,0,0,0,0,0,0,0,0,0,0,0,0,null,null,null,null,null,null,null,24,0,0,0,0,0,0,0,0,0,0,0,0,0,0,0,0,0,0,0,0,0,0,0,0,0,null,null,null,null,5.7993150911866782E-3,null,0,24,null,0,0,0,0,0,0,0,0,0,0,0,0,0,0,0,0,0,0,0,0,null,"%I18th",{"$f":"+$DA$158*DC185","v":3.4448487653221928E-2},{"$f":"+$DA$158*DD185","v":6.1858427488024087E-2},{"$f":"+$DA$158*DE185","v":6.5275650408271851E-2},{"$f":"+$DA$158*DF185","v":4.7720022106104577E-2},{"$f":"+$DA$158*DG185","v":7.7056250689842166E-3},{"$f":"+$DA$158*DH185","v":3.9695710162325988E-2},{"$f":"+$DA$158*DI185","v":2.1355493220740717E-2},{"$f":"+$DA$158*DJ185","v":1.6005122184480386E-2},{"$f":"+$DA$158*DK185","v":3.6382046521144743E-3},{"$f":"+$DA$158*DL185","v":3.5645927043849745E-3},{"$f":"+$DA$158*DM185","v":2.3636745944673094E-2},{"$f":"+$DA$158*DN185","v":1.7018426900464199E-2},{"$f":"+$DA$158*DO185","v":6.1081292569392133E-3},{"$f":"+$DA$158*DP185","v":1.9322051296428526E-3},{"$f":"+$DA$158*DQ185","v":5.0929199460375487E-4},{"$f":"+$DA$158*DR185","v":5.0929199460375487E-4},5.0929199460375487E-4,5.0929199460375487E-4,18,3.4448487653221928E-2,6.1858427488024087E-2,6.5275650408271851E-2,4.7720022106104577E-2,7.7056250689842166E-3,3.9695710162325988E-2,2.1355493220740717E-2,1.6005122184480386E-2,3.6382046521144743E-3,3.5645927043849745E-3,2.3636745944673094E-2,1.7018426900464199E-2,6.1081292569392133E-3,1.9322051296428526E-3,5.0929199460375487E-4,5.0929199460375487E-4,5.0929199460375487E-4,5.0929199460375487E-4]
[null,"T2",null,0,0,0,0,0,0,0,0,0,0,0,0,0,0,0,0,0,0,0,0,null,null,null,null,null,null,null,25,0,0,0,0,0,0,0,0,0,0,0,0,0,0,0,0,0,0,0,0,0,0,0,0,0,null,null,null,null,1.0189877257358204,null,0,25,null,0,0,0,0,0,0,0,0,0,0,0,0,0,0,0,0,0,0,0,0,null,"%I19th",1.0026183164130149,1.0718500404154623,0.92041676395423655,0.89174801474713161,0.90542109145604532,0.89074701568710557,0.82778775182373132,0.81049529684079047,0.76372195956927991,0.74079926182093769,0.69084288967770913,0.6618583186885989,0.61451297431763396,0.53086271382982453,0.48437614740278712,0.48437614740278712,0.48437614740278712,0.48437614740278712,19,1.0026183164130149,1.0718500404154623,0.92041676395423655,0.89174801474713161,0.90542109145604532,0.89074701568710557,0.82778775182373132,0.81049529684079047,0.76372195956927991,0.74079926182093769,0.69084288967770913,0.6618583186885989,0.61451297431763396,0.53086271382982453,0.48437614740278712,0.48437614740278712,0.48437614740278712,0.48437614740278712]
[null,"T3",null,0,0,0,0,0,0,0,0,0,0,0,0,0,0,0,0,0,0,0,0,null,null,null,null,null,null,null,26,0,0,0,0,0,0,0,0,0,0,0,0,0,0,0,0,0,0,0,0,0,0,0,0,0,null,null,null,null,1.2247639836718513E-2,null,0,26,null,0,0,0,0,0,0,0,0,0,0,0,0,0,0,0,0,0,0,0,0,null,"%I20th",4.5787435467757084E-2,6.7978968403731743E-2,6.9846075241415159E-2,5.0201798180444832E-2,2.0432900118726897E-2,6.1210345218946298E-2,2.4070407698172248E-2,2.6482778683689222E-2,1.0811305140797475E-2,1.6637194151626993E-2,1.9218296034072324E-2,1.1589926669457646E-2,1.0825809383620713E-3,2.165097097979797E-3,5.851555593529012E-4,5.851555593529012E-4,5.851555593529012E-4,5.851555593529012E-4,20,4.5787435467757084E-2,6.7978968403731743E-2,6.9846075241415159E-2,5.0201798180444832E-2,2.0432900118726897E-2,6.1210345218946298E-2,2.4070407698172248E-2,2.6482778683689222E-2,1.0811305140797475E-2,1.6637194151626993E-2,1.9218296034072324E-2,1.1589926669457646E-2,1.0825809383620713E-3,2.165097097979797E-3,5.851555593529012E-4,5.851555593529012E-4,5.851555593529012E-4,5.851555593529012E-4]
[null,"T4",null,0,0,0,0,0,0,0,0,0,0,0,0,0,0,0,0,0,0,0,0,null,null,null,null,null,null,null,27,0,0,0,0,0,0,0,0,0,0,0,0,0,0,0,0,0,0,0,0,0,0,0,0,0,null,null,null,null,0.40739522961516167,null,0,27,null,0,0,0,0,0,0,0,0,0,0,0,0,0,0,0,0,0,0,0,0,null,"%I21th",0.17863081235813419,0.14771969035266427,0.15099375959775319,0.12266052579893559,6.8947384595408556E-2,2.7241997794069495E-2,2.8002355736032162E-2,9.9000345763476119E-2,3.6656966251666173E-2,2.4510854129110908E-2,2.9953798425884304E-2,4.8878785760722708E-2,4.2880590841807793E-2,3.4474367635147496E-2,2.9241899849700263E-2,2.9241899849700263E-2,2.9241899849700263E-2,2.9241899849700263E-2,21,0.17863081235813419,0.14771969035266427,0.15099375959775319,0.12266052579893559,6.8947384595408556E-2,2.7241997794069495E-2,2.8002355736032162E-2,9.9000345763476119E-2,3.6656966251666173E-2,2.4510854129110908E-2,2.9953798425884304E-2,4.8878785760722708E-2,4.2880590841807793E-2,3.4474367635147496E-2,2.9241899849700263E-2,2.9241899849700263E-2,2.9241899849700263E-2,2.9241899849700263E-2]
[null,"T5",null,0,0,0,0,0,0,0,0,0,0,0,0,0,0,0,0,0,0,0,0,null,null,null,null,null,null,null,28,0,0,0,0,0,0,0,0,0,0,0,0,0,0,0,0,0,0,0,0,0,0,0,0,0,null,null,null,null,1.2539435267072166E-2,null,0,28,null,0,0,0,0,0,0,0,0,0,0,0,0,0,0,0,0,0,0,0,0,null,"%I22th",3.5663647840004628E-2,5.2426594020204269E-2,5.7850045915544532E-2,4.2878414386317849E-2,1.6738712206497489E-2,4.0429132590649855E-2,1.6852043845352872E-2,2.0817041831264416E-2,7.4173839671109144E-3,1.0064882767339484E-2,1.3582638048342945E-2,1.3631941638578504E-2,3.8003032808652604E-3,1.3730822157989387E-3,1.1411223175322007E-3,1.1411223175322007E-3,1.1411223175322007E-3,1.1411223175322007E-3,22,3.5663647840004628E-2,5.2426594020204269E-2,5.7850045915544532E-2,4.2878414386317849E-2,1.6738712206497489E-2,4.0429132590649855E-2,1.6852043845352872E-2,2.0817041831264416E-2,7.4173839671109144E-3,1.0064882767339484E-2,1.3582638048342945E-2,1.3631941638578504E-2,3.8003032808652604E-3,1.3730822157989387E-3,1.1411223175322007E-3,1.1411223175322007E-3,1.1411223175322007E-3,1.1411223175322007E-3]
[null,"T6",null,0,0,0,0,0,0,0,0,0,0,0,0,0,0,0,0,0,0,0,0,null,null,null,null,null,null,null,29,0,0,0,0,0,0,0,0,0,0,0,0,0,0,0,0,0,0,0,0,0,0,0,0,0,null,null,null,null,0.75794328324781812,null,0,29,null,0,0,0,0,0,0,0,0,0,0,0,0,0,0,0,0,0,0,0,0,null,"%I23th",1.2347165840562455,1.2074536612270652,1.1116606487735525,0.99575330908706727,0.89249240052788126,0.79787689599634104,0.73315514413323091,0.65925797412570331,0.63045678206733435,0.58902269225758797,0.52821505995408102,0.44290335408476728,0.40178629220915524,0.32806418657972941,0.29588782411329184,0.29588782411329184,0.29588782411329184,0.29588782411329184,23,1.2347165840562455,1.2074536612270652,1.1116606487735525,0.99575330908706727,0.89249240052788126,0.79787689599634104,0.73315514413323091,0.65925797412570331,0.63045678206733435,0.58902269225758797,0.52821505995408102,0.44290335408476728,0.40178629220915524,0.32806418657972941,0.29588782411329184,0.29588782411329184,0.29588782411329184,0.29588782411329184]
[null,"T7",null,0,0,0,0,0,0,0,0,0,0,0,0,0,0,0,0,0,0,0,0,null,null,null,null,null,null,null,30,0,0,0,0,0,0,0,0,0,0,0,0,0,0,0,0,0,0,0,0,0,0,0,0,0,null,null,null,null,4.5986070393846867E-3,null,0,30,null,0,0,0,0,0,0,0,0,0,0,0,0,0,0,0,0,0,0,0,0,null,"%I24th",2.7723909862283496E-2,4.7162443656301775E-2,4.5060486717948628E-2,3.107916162915925E-2,5.5911278408990912E-3,2.8870523210525492E-2,1.0860133295353274E-2,1.1163924988822861E-2,1.5363716920082773E-4,3.3225811177395549E-3,7.5012180679204839E-3,9.6858583234467905E-3,6.4658169164266335E-3,9.4747726699498163E-4,3.2003700841157202E-4,3.2003700841157202E-4,3.2003700841157202E-4,3.2003700841157202E-4,24,2.7723909862283496E-2,4.7162443656301775E-2,4.5060486717948628E-2,3.107916162915925E-2,5.5911278408990912E-3,2.8870523210525492E-2,1.0860133295353274E-2,1.1163924988822861E-2,1.5363716920082773E-4,3.3225811177395549E-3,7.5012180679204839E-3,9.6858583234467905E-3,6.4658169164266335E-3,9.4747726699498163E-4,3.2003700841157202E-4,3.2003700841157202E-4,3.2003700841157202E-4,3.2003700841157202E-4]
[null,"T8",null,0,0,0,0,0,0,0,0,0,0,0,0,0,0,0,0,0,0,0,0,null,null,null,null,null,null,null,31,0,0,0,0,0,0,0,0,0,0,0,0,0,0,0,0,0,0,0,0,0,0,0,0,0,null,null,null,null,0.56691574493253738,null,0,31,null,0,0,0,0,0,0,0,0,0,0,0,0,0,0,0,0,0,0,0,0,null,"%I25th",0.70206969208422865,0.64991721621185705,0.68691413096379572,0.64424113032257446,0.58545100867311017,0.53425424523389464,0.52243381842930237,0.54032566692208595,0.48663677489259149,0.47121476278184787,0.43119434018583402,0.40779924785873095,0.38630114369695145,0.32347649875018342,0.29280674088095648,0.29280674088095648,0.29280674088095648,0.29280674088095648,25,0.70206969208422865,0.64991721621185705,0.68691413096379572,0.64424113032257446,0.58545100867311017,0.53425424523389464,0.52243381842930237,0.54032566692208595,0.48663677489259149,0.47121476278184787,0.43119434018583402,0.40779924785873095,0.38630114369695145,0.32347649875018342,0.29280674088095648,0.29280674088095648,0.29280674088095648,0.29280674088095648]
[null,"T9",null,0,0,0,0,0,0,0,0,0,0,0,0,0,0,0,0,0,0,0,0,null,null,null,null,null,null,null,32,0,0,0,0,0,0,0,0,0,0,0,0,0,0,0,0,0,0,0,0,0,0,0,0,0,null,null,null,null,8.8951347915191999E-3,null,0,32,null,0,0,0,0,0,0,0,0,0,0,0,0,0,0,0,0,0,0,0,0,null,"%I26th",2.2751349927421727E-2,4.4528811989244403E-2,4.6327640956812105E-2,3.1581529319777618E-2,4.6850957375460158E-3,1.7958574944232485E-2,1.0885490104277286E-3,5.9037239800872549E-3,6.87749685576791E-3,6.7283275222639527E-3,1.1142305403547794E-2,8.1140306413539191E-3,3.113197197898411E-3,2.8751298299814938E-3,3.7080437036038805E-4,3.7080437036038805E-4,3.7080437036038805E-4,3.7080437036038805E-4,26,2.2751349927421727E-2,4.4528811989244403E-2,4.6327640956812105E-2,3.1581529319777618E-2,4.6850957375460158E-3,1.7958574944232485E-2,1.0885490104277286E-3,5.9037239800872549E-3,6.87749685576791E-3,6.7283275222639527E-3,1.1142305403547794E-2,8.1140306413539191E-3,3.113197197898411E-3,2.8751298299814938E-3,3.7080437036038805E-4,3.7080437036038805E-4,3.7080437036038805E-4,3.7080437036038805E-4]
[null,"B1",null,0,0,0,0,0,0,0,0,0,0,0,0,0,0,0,0,0,0,0,0,null,null,null,null,null,null,null,{"$f":"+AE193+1","v":33},0,0,0,0,0,0,0,0,0,0,0,0,0,0,0,{"$f":"+AU$162*HLOOKUP(AU$159,$BM$1:$CG$53,1+$AE194,0)","v":0},0,0,0,0,0,0,0,0,0,null,null,null,null,0.34104963777441816,null,0,33,null,0,0,0,0,0,0,0,0,0,0,0,0,0,0,0,0,0,0,0,0,null,"%I27th",0.14788760936876913,9.8386333464193301E-2,0.10917103071477152,6.9514599957651191E-2,5.6419229057818245E-2,6.4130564242122504E-2,4.1139050512810395E-2,5.9758363889004067E-2,3.0844089313370439E-2,2.5831864259619815E-2,2.2254283839366541E-2,3.8706856485079807E-2,3.2441300908655289E-2,3.0080080458804396E-2,2.3176870873537037E-2,2.3176870873537037E-2,2.3176870873537037E-2,2.3176870873537037E-2,27,0.14788760936876913,9.8386333464193301E-2,0.10917103071477152,6.9514599957651191E-2,5.6419229057818245E-2,6.4130564242122504E-2,4.1139050512810395E-2,5.9758363889004067E-2,3.0844089313370439E-2,2.5831864259619815E-2,2.2254283839366541E-2,3.8706856485079807E-2,3.2441300908655289E-2,3.0080080458804396E-2,2.3176870873537037E-2,2.3176870873537037E-2,2.3176870873537037E-2,2.3176870873537037E-2]
[null,"B2",null,0,0,0,0,0,0,0,0,0,0,0,0,0,0,0,0,0,0,0,0,null,null,null,null,null,null,null,34,{"$f":"+AF$162*HLOOKUP(AF$159,$BM$1:$CG$53,1+$AE195,0)","v":0},0,0,0,0,0,0,0,0,0,0,0,0,0,0,0,0,0,0,0,0,0,0,0,0,null,null,null,null,0.21828314931289824,null,0,34,null,0,0,0,0,0,0,0,0,0,0,0,0,0,0,0,0,0,0,0,0,null,"%I28th",1.4750226806677881E-2,3.5284416455727989E-2,3.0786430916115048E-2,2.4089547908921111E-2,8.5769325248834082E-3,1.7120211267191564E-2,8.8921403916685671E-3,8.4506892779596231E-3,4.8256881868747924E-3,7.6457372293308751E-3,1.0575096466873612E-2,8.7204821335398145E-3,1.8094496233883105E-3,2.2869232234612935E-3,9.5817821401244E-4,9.5817821401244E-4,9.5817821401244E-4,9.5817821401244E-4,28,1.4750226806677881E-2,3.5284416455727989E-2,3.0786430916115048E-2,2.4089547908921111E-2,8.5769325248834082E-3,1.7120211267191564E-2,8.8921403916685671E-3,8.4506892779596231E-3,4.8256881868747924E-3,7.6457372293308751E-3,1.0575096466873612E-2,8.7204821335398145E-3,1.8094496233883105E-3,2.2869232234612935E-3,9.5817821401244E-4,9.5817821401244E-4,9.5817821401244E-4,9.5817821401244E-4]
[null,"B3",null,0,0,0,0,0,0,0,0,0,0,0,0,0,0,0,0,0,0,0,0,null,null,null,null,null,null,null,35,0,0,0,0,0,0,0,0,0,0,0,0,0,0,0,0,0,0,0,0,0,0,0,0,0,null,null,null,null,0.51607921390317657,null,0,35,null,0,0,0,0,0,0,0,0,0,0,0,0,0,0,0,0,0,0,0,0,null,"%I29th",0.75168085593777489,0.65698242710374211,0.67300438280588593,0.56921742534095687,0.49305090211292496,0.45545151579732718,0.41450034136747377,0.34008033771034846,0.34657012958809519,0.33283888700816394,0.27852649635450821,0.23876004983801946,0.22064285553446328,0.18293391947716028,0.16800611832346024,0.16800611832346024,0.16800611832346024,0.16800611832346024,29,0.75168085593777489,0.65698242710374211,0.67300438280588593,0.56921742534095687,0.49305090211292496,0.45545151579732718,0.41450034136747377,0.34008033771034846,0.34657012958809519,0.33283888700816394,0.27852649635450821,0.23876004983801946,0.22064285553446328,0.18293391947716028,0.16800611832346024,0.16800611832346024,0.16800611832346024,0.16800611832346024]
[null,"B4",null,0,0,0,0,0,0,0,0,0,0,0,0,0,0,0,0,0,0,0,0,null,null,null,null,null,null,null,36,0,0,0,0,0,0,0,0,0,0,0,0,0,0,0,0,0,0,0,0,0,0,0,0,0,null,null,null,null,0.21828314931289824,null,0,36,null,0,0,0,0,0,0,0,0,0,0,0,0,0,0,0,0,0,0,0,0,null,"%I30th",2.2124340573666801E-2,3.9250982734495989E-2,3.7266387370530125E-2,2.6128591244959174E-2,5.7765134169787628E-3,2.5457333631506634E-2,8.1862079626242937E-3,7.7395611287165659E-3,2.0527319630762571E-3,3.3988273610525317E-3,1.638649596453251E-2,5.6103886216756433E-3,3.9061355588599915E-3,9.2179615659248248E-4,5.6947929287451252E-4,5.6947929287451252E-4,5.6947929287451252E-4,5.6947929287451252E-4,30,2.2124340573666801E-2,3.9250982734495989E-2,3.7266387370530125E-2,2.6128591244959174E-2,5.7765134169787628E-3,2.5457333631506634E-2,8.1862079626242937E-3,7.7395611287165659E-3,2.0527319630762571E-3,3.3988273610525317E-3,1.638649596453251E-2,5.6103886216756433E-3,3.9061355588599915E-3,9.2179615659248248E-4,5.6947929287451252E-4,5.6947929287451252E-4,5.6947929287451252E-4,5.6947929287451252E-4]
[null,"B5",null,0,0,0,0,0,0,0,0,0,0,0,0,0,0,0,0,0,0,0,0,null,null,null,null,null,null,null,37,0,0,0,0,0,0,0,0,0,0,0,0,0,0,0,0,0,0,0,0,0,0,0,0,0,null,null,null,null,0.34153433769733238,null,0,37,null,0,0,0,0,0,0,0,0,0,0,0,0,0,0,0,0,0,0,0,0,null,"%I31th",0.51110678027264167,0.48694636110488632,0.46682289980098357,0.41749442203358861,0.40260297471920753,0.39224927369206042,0.35118645991503983,0.34129165743214335,0.30002801521887479,0.2911693483076232,0.25626707460122883,0.25032485130416621,0.22634149182742938,0.18659033693576269,0.16630985602559306,0.16630985602559306,0.16630985602559306,0.16630985602559306,31,0.51110678027264167,0.48694636110488632,0.46682289980098357,0.41749442203358861,0.40260297471920753,0.39224927369206042,0.35118645991503983,0.34129165743214335,0.30002801521887479,0.2911693483076232,0.25626707460122883,0.25032485130416621,0.22634149182742938,0.18659033693576269,0.16630985602559306,0.16630985602559306,0.16630985602559306,0.16630985602559306]
[null,"B6",null,0,0,0,0,0,0,0,0,0,0,0,0,0,0,0,0,{"$f":"+IF(CD$53=$B199,T$204,0)","v":0},0,0,0,null,null,null,null,null,null,null,38,0,0,0,0,0,0,0,0,0,0,0,0,0,0,0,0,0,0,0,0,0,0,0,0,0,null,null,null,null,0.21828314931289824,null,0,38,null,0,0,0,0,0,0,0,0,0,0,0,0,0,0,0,0,0,0,0,0,null,"%I32th",2.6891693850588497E-2,3.9643165249879569E-2,3.5384038387891018E-2,2.3163613733960454E-2,9.0325985426120102E-3,2.8326598607973576E-2,1.5202744744217836E-2,9.5043162486221737E-3,6.5239851230677447E-3,8.5443585136991112E-3,1.2736380874563455E-2,8.1792468355667124E-3,5.6750479102499207E-4,5.2352079526463439E-4,1.2211863463151157E-4,1.2211863463151157E-4,1.2211863463151157E-4,1.2211863463151157E-4,32,2.6891693850588497E-2,3.9643165249879569E-2,3.5384038387891018E-2,2.3163613733960454E-2,9.0325985426120102E-3,2.8326598607973576E-2,1.5202744744217836E-2,9.5043162486221737E-3,6.5239851230677447E-3,8.5443585136991112E-3,1.2736380874563455E-2,8.1792468355667124E-3,5.6750479102499207E-4,5.2352079526463439E-4,1.2211863463151157E-4,1.2211863463151157E-4,1.2211863463151157E-4,1.2211863463151157E-4]
[null,"B7",null,0,{"$f":"+IF(BO$53=$B200,E$204,0)","v":0},0,0,0,0,0,0,0,0,0,0,0,0,0,0,{"$f":"+IF(CD$53=$B200,T$204,0)","v":0},0,0,0,null,null,null,null,null,null,null,39,0,0,0,0,0,0,0,0,0,0,0,0,0,0,0,0,0,0,0,0,0,0,0,0,0,null,null,null,null,0.27590327053554975,null,0,39,null,0,0,0,0,0,0,0,0,0,0,0,0,0,0,0,0,0,0,0,0,null,"%I33rd",8.4739004646295801E-2,0.12271287190085001,5.2289012766674282E-2,5.3717810288967084E-2,4.7755470184430084E-2,3.7274189303948192E-2,2.5622226286612766E-2,6.3057432729541354E-2,2.9348335283545336E-2,2.1126735909676411E-2,2.746678503206058E-2,3.29136041528829E-2,2.9021869108807177E-2,2.2884723081976636E-2,1.8951541872663711E-2,1.8951541872663711E-2,1.8951541872663711E-2,1.8951541872663711E-2,33,8.4739004646295801E-2,0.12271287190085001,5.2289012766674282E-2,5.3717810288967084E-2,4.7755470184430084E-2,3.7274189303948192E-2,2.5622226286612766E-2,6.3057432729541354E-2,2.9348335283545336E-2,2.1126735909676411E-2,2.746678503206058E-2,3.29136041528829E-2,2.9021869108807177E-2,2.2884723081976636E-2,1.8951541872663711E-2,1.8951541872663711E-2,1.8951541872663711E-2,1.8951541872663711E-2]
[null,"B8",null,0,0,0,0,0,0,0,0,0,0,0,0,0,0,0,0,{"$f":"+IF(CD$53=$B201,T$204,0)","v":0},0,0,0,null,null,null,null,null,null,null,40,0,0,0,0,0,0,0,0,0,0,0,0,0,0,0,0,0,0,0,0,0,0,0,0,0,null,null,null,null,0.21828314931289824,null,0,40,null,0,0,0,0,0,0,0,0,0,0,0,0,0,0,0,0,0,0,0,0,null,"%I35th",0.45023330987652938,0.47000728052083585,0.36918553821372679,0.31951866604575696,0.30871724129435546,0.29117307769034612,0.25867800972493926,0.22607976883445299,0.23196489636196452,0.22451317252811748,0.21206437677120052,0.1789787878871528,0.16772439916823234,0.13920893123139427,0.13141493400093748,0.13141493400093748,0.13141493400093748,0.13141493400093748,35,0.45023330987652938,0.47000728052083585,0.36918553821372679,0.31951866604575696,0.30871724129435546,0.29117307769034612,0.25867800972493926,0.22607976883445299,0.23196489636196452,0.22451317252811748,0.21206437677120052,0.1789787878871528,0.16772439916823234,0.13920893123139427,0.13141493400093748,0.13141493400093748,0.13141493400093748,0.13141493400093748]
[null,"B9",null,0,0,0,0,0,0,0,0,0,0,0,0,0,0,0,0,{"$f":"+IF(CD$53=$B202,T$204,0)","v":0},0,0,0,null,null,null,null,null,null,null,41,0,0,0,0,0,0,0,0,0,0,0,0,0,0,0,0,0,0,0,0,0,0,0,0,0,null,null,null,null,0.39915225485653205,null,0,41,null,0,0,0,0,0,0,0,0,0,0,0,0,0,0,0,0,0,0,0,0,null,"%I37th",0.32245981799044715,0.35632697399135116,0.28920443733288193,0.27276804247297659,0.26081937503309011,0.23104091200965099,0.2134291971888653,0.22483471486944986,0.18719670181278697,0.17918099665302845,0.15834760474034429,0.14673121271568784,0.140119206302834,0.11464814148007221,0.10836208213590078,0.10836208213590078,0.10836208213590078,0.10836208213590078,37,0.32245981799044715,0.35632697399135116,0.28920443733288193,0.27276804247297659,0.26081937503309011,0.23104091200965099,0.2134291971888653,0.22483471486944986,0.18719670181278697,0.17918099665302845,0.15834760474034429,0.14673121271568784,0.140119206302834,0.11464814148007221,0.10836208213590078,0.10836208213590078,0.10836208213590078,0.10836208213590078]
[null,"B10",null,0,0,0,0,0,0,0,0,0,0,0,0,0,0,0,0,{"$f":"+IF(CD$53=$B203,T$204,0)","v":0},0,0,0,null,null,null,null,null,null,null,42,0,0,0,0,0,0,0,0,0,0,0,0,0,0,0,0,0,0,0,0,0,0,0,0,0,null,null,null,null,0.21828314931289824,null,0,42,null,0,0,0,0,0,0,0,0,0,0,0,0,0,0,0,0,0,0,0,0,null,"%I39th",0.10477219103667791,5.4080710889768006E-2,9.4853342855213463E-2,6.88402594874062E-2,3.6610389433581837E-2,3.5819549138255441E-2,3.2004246621978587E-2,4.692559602856667E-2,2.3669965234981449E-2,2.2000951433763384E-2,1.1985758525412863E-2,2.7435734152662636E-2,2.2524897609135633E-2,1.97574821837623E-2,1.5182325000809335E-2,1.5182325000809335E-2,1.5182325000809335E-2,1.5182325000809335E-2,39,0.10477219103667791,5.4080710889768006E-2,9.4853342855213463E-2,6.88402594874062E-2,3.6610389433581837E-2,3.5819549138255441E-2,3.2004246621978587E-2,4.692559602856667E-2,2.3669965234981449E-2,2.2000951433763384E-2,1.1985758525412863E-2,2.7435734152662636E-2,2.2524897609135633E-2,1.97574821837623E-2,1.5182325000809335E-2,1.5182325000809335E-2,1.5182325000809335E-2,1.5182325000809335E-2]
[null,null,null,{"$f":"+Y135","v":1},{"$f":"+Y136","v":1},{"$f":"+Y137","v":0},{"$f":"+Y138","v":0},{"$f":"+Y139","v":0},{"$f":"+Y140","v":0},{"$f":"+Y141","v":0},{"$f":"+Y142","v":0},{"$f":"+Y143","v":0},{"$f":"+Y144","v":0},{"$f":"+Y145","v":0},{"$f":"+Y146","v":0},{"$f":"+Y147","v":0},{"$f":"+Y148","v":0},{"$f":"+Y149","v":0},{"$f":"+Y150","v":0},{"$f":"+Y151","v":0},{"$f":"+Y152","v":0},{"$f":"+Y153","v":0},{"$f":"+Y154","v":0},null,null,null,null,null,null,null,43,0,0,0,0,0,0,0,0,0,0,0,0,0,0,0,0,0,0,0,0,0,0,0,0,0,null,null,null,null,0.2551176989152808,null,0,43,null,0,0,0,0,0,0,0,0,0,0,0,0,0,0,0,0,0,0,0,0,null,"%I41th",0.31757410024195981,0.29405836101993338,0.29779596657806157,0.26224644847711365,0.2234973257571925,0.20700771812652988,0.20325270184982308,0.16903416242994435,0.18684268571409524,0.18504667520108806,0.1567182686737176,0.13677491265412234,0.12983009128694409,0.10859039699385818,0.10413285946140911,0.10413285946140911,0.10413285946140911,0.10413285946140911,41,0.31757410024195981,0.29405836101993338,0.29779596657806157,0.26224644847711365,0.2234973257571925,0.20700771812652988,0.20325270184982308,0.16903416242994435,0.18684268571409524,0.18504667520108806,0.1567182686737176,0.13677491265412234,0.12983009128694409,0.10859039699385818,0.10413285946140911,0.10413285946140911,0.10413285946140911,0.10413285946140911]
[null,null,null,null,null,null,null,null,null,null,null,null,null,null,null,null,null,null,null,null,null,null,null,null,null,null,null,null,null,null,44,0,0,0,0,0,0,0,0,0,0,0,0,0,0,0,0,0,0,0,0,0,0,0,0,0,null,null,null,null,0.21828314931289824,null,0,44,null,0,0,0,0,0,0,0,0,0,0,0,0,0,0,0,0,0,0,0,0,null,"%I43th",0.24211662380805135,0.19487241064512134,0.23147430570949507,0.19754235311236262,0.1694706957175646,0.15876481688565514,0.14678844164226013,0.15535320129480892,0.12079187401653836,0.12230861141990383,0.10326344327556024,0.11198120242073638,0.10626094029543177,9.2453955576693947E-2,8.6292788937174528E-2,8.6292788937174528E-2,8.6292788937174528E-2,8.6292788937174528E-2,43,0.24211662380805135,0.19487241064512134,0.23147430570949507,0.19754235311236262,0.1694706957175646,0.15876481688565514,0.14678844164226013,0.15535320129480892,0.12079187401653836,0.12230861141990383,0.10326344327556024,0.11198120242073638,0.10626094029543177,9.2453955576693947E-2,8.6292788937174528E-2,8.6292788937174528E-2,8.6292788937174528E-2,8.6292788937174528E-2]
[null,null,null,null,null,null,null,null,null,null,null,null,null,null,null,null,null,null,null,null,null,null,null,null,null,null,null,null,null,null,45,0,0,0,0,0,0,0,0,0,0,0,0,0,0,0,0,0,0,0,0,0,0,0,0,0,null,null,null,null,0.21828314931289824,null,0,45,null,0,0,0,0,0,0,0,0,0,0,0,0,0,0,0,0,0,0,0,0,null,"%I45th",8.4271982255336317E-2,8.3641128671648232E-2,4.753017740862478E-2,2.664165794659798E-2,3.6529472150490683E-2,4.3962419765495704E-2,2.5356134490129148E-2,4.1749169092284134E-2,2.0085658759790997E-2,1.5141627876253878E-2,1.8985930040250881E-2,2.1413010415713796E-2,2.0300899597705924E-2,1.6152056981621404E-2,1.2444890484408682E-2,1.2444890484408682E-2,1.2444890484408682E-2,1.2444890484408682E-2,45,8.4271982255336317E-2,8.3641128671648232E-2,4.753017740862478E-2,2.664165794659798E-2,3.6529472150490683E-2,4.3962419765495704E-2,2.5356134490129148E-2,4.1749169092284134E-2,2.0085658759790997E-2,1.5141627876253878E-2,1.8985930040250881E-2,2.1413010415713796E-2,2.0300899597705924E-2,1.6152056981621404E-2,1.2444890484408682E-2,1.2444890484408682E-2,1.2444890484408682E-2,1.2444890484408682E-2]
[null,null,null,null,null,null,null,null,null,null,null,null,null,null,null,null,null,null,null,null,null,null,null,null,null,null,null,null,null,null,46,0,0,0,0,0,0,0,0,0,0,0,0,0,0,0,0,0,0,0,0,0,0,0,0,0,null,null,null,null,0.21828314931289824,null,0,46,null,0,0,0,0,0,0,0,0,0,0,0,0,0,0,0,0,0,0,0,0,null,"%I47th",0.25446740473712171,0.23853851684474642,0.2286692416227199,0.193616544913781,0.19294826970848375,0.196153527968673,0.16908021036500409,0.14204556502876317,0.14676583877171456,0.14186160200711981,0.13221749063891897,0.10677495594193623,0.10054638401579893,7.8645805383210615E-2,7.1827684815816389E-2,7.1827684815816389E-2,7.1827684815816389E-2,7.1827684815816389E-2,47,0.25446740473712171,0.23853851684474642,0.2286692416227199,0.193616544913781,0.19294826970848375,0.196153527968673,0.16908021036500409,0.14204556502876317,0.14676583877171456,0.14186160200711981,0.13221749063891897,0.10677495594193623,0.10054638401579893,7.8645805383210615E-2,7.1827684815816389E-2,7.1827684815816389E-2,7.1827684815816389E-2,7.1827684815816389E-2]
[null,null,null,null,null,null,null,null,null,null,null,null,null,null,null,null,null,null,null,null,null,null,null,null,null,null,null,null,null,null,47,0,0,0,0,0,0,0,0,0,0,0,0,0,0,0,0,0,0,0,0,0,0,0,0,0,null,null,null,null,0.29372745688877427,null,0,47,null,0,0,0,0,0,0,0,0,0,0,0,0,0,0,0,0,0,0,0,0,null,"%I49th",0.15607218977870296,0.16408465706148997,0.12118803763660738,0.1026206327801769,0.1170764415239203,0.11426872802538975,0.10009339809678422,0.11020671866202006,9.4312594621004567E-2,9.7924744555265106E-2,9.3320775951153831E-2,8.9676763001255322E-2,8.9839845681974728E-2,7.0833580464904788E-2,6.7882003608574382E-2,6.7882003608574382E-2,6.7882003608574382E-2,6.7882003608574382E-2,49,0.15607218977870296,0.16408465706148997,0.12118803763660738,0.1026206327801769,0.1170764415239203,0.11426872802538975,0.10009339809678422,0.11020671866202006,9.4312594621004567E-2,9.7924744555265106E-2,9.3320775951153831E-2,8.9676763001255322E-2,8.9839845681974728E-2,7.0833580464904788E-2,6.7882003608574382E-2,6.7882003608574382E-2,6.7882003608574382E-2,6.7882003608574382E-2]
[null,null,null,null,null,null,null,null,null,null,null,null,null,null,null,null,null,null,null,null,null,null,null,null,null,null,null,null,null,null,48,0,0,0,0,0,0,0,0,0,0,0,0,0,0,0,0,0,0,0,0,0,0,0,0,0,null,null,null,null,0.21828314931289824,null,0,48,null,0,0,0,0,0,0,0,0,0,0,0,0,0,0,0,0,0,0,0,0]
[null,null,null,null,null,null,null,null,null,null,null,null,null,null,null,null,null,null,null,null,null,null,null,null,null,null,null,null,null,null,49,0,0,0,0,0,0,0,0,0,0,0,0,0,0,0,{"$f":"+AU$162*HLOOKUP(AU$159,$BM$1:$CG$53,1+$AE210,0)","v":0},0,0,0,0,0,0,0,0,0,null,null,null,null,0.19612493575006595,null,0,49,null,0,0,0,0,0,0,0,0,0,0,0,0,0,0,0,0,0,0,0,0,5,"Coupled filter",null,null,null,null,null,null,null,null,null,null,null,null,null,null,null,null,null,1.25]
[null,null,null,null,null,null,null,null,null,null,null,null,null,null,null,null,null,null,null,null,null,null,null,null,null,null,null,null,null,null,50,{"$f":"+AF$162*HLOOKUP(AF$159,$BM$1:$CG$53,1+$AE211,0)","v":0},0,0,0,0,0,0,0,0,0,0,0,0,0,0,0,0,0,0,0,0,0,0,0,0,null,null,null,null,0.21828314931289824,null,0,50,null,0,0,0,0,0,0,0,0,0,0,0,0,0,0,0,0,0,0,0,0,null,"%Zloop",0.1,0.5,1,2,3,4,5,6,7,8,10,12,14,18,21,100]
[null,null,null,null,null,null,null,null,null,null,null,null,null,null,null,null,null,null,null,null,null,null,null,null,null,null,null,null,null,null,null,null,null,null,null,null,null,null,null,null,null,null,null,null,null,null,null,null,null,null,null,null,null,null,null,null,null,null,null,null,null,null,null,null,null,null,null,null,null,null,null,null,null,null,null,null,null,null,null,null,null,null,null,null,null,null,"Kfactor",1.1912,1.1922999999999999,1.1993,1.2044999999999999,1.1834,1.19,1.1916,1.1742999999999999,1.1798,1.1767000000000001,1.1797,1.1556,1.1394,1.1169,1.1153]
[null,null,null,null,null,null,null,null,null,null,null,null,null,null,null,null,null,null,null,null,null,null,null,null,null,null,null,null,null,null,null,null,null,null,null,null,null,null,null,null,null,null,null,null,null,null,null,null,null,null,null,null,null,null,null,null,null,null,null,null,null,null,null,null,null,null,null,null,null,null,null,null,null,null,null,null,null,null,null,null,null,null,null,null,null,null,"%Ithd",{"$f":"+SQRT(SUMSQ(CJ221:CJ260))","v":7.3299577931936293},{"$f":"+SQRT(SUMSQ(CK221:CK260))","v":7.2709073539689681},7.2099323852585471,7.0632411115577813,6.844523358130937,6.7222694270610726,6.569876806303145,6.408136917232655,6.2894753358288957,6.1390782084935189,5.8611005792427759,5.558987655140097,5.2732372647169967,4.746281439190053,4.3937455547630435]
[null,null,null,null,null,null,null,null,null,null,null,null,null,null,null,null,null,null,null,null,null,null,null,null,null,null,null,null,null,null,null,null,null,null,null,null,null,null,null,null,null,null,null,null,null,null,null,null,null,null,null,null,null,null,null,null,null,null,null,null,null,null,null,null,null,null,null,null,null,null,null,null,null,null,null,null,null,null,null,null,null,null,null,null,null,null,"Irms/If",1.002,1.002,1.002,1.002,1.002,1.0009999999999999,1.002,1.0009999999999999,1.0009999999999999,1.0009999999999999,1.0009999999999999,1.0009999999999999,1.0009999999999999,1.0009999999999999,1.0009999999999999]
[null,null,null,null,null,null,null,null,null,null,null,null,null,null,null,null,null,null,null,null,null,null,null,null,null,null,null,null,null,null,null,null,null,null,null,null,null,null,null,null,null,null,null,null,null,null,null,null,null,null,null,null,null,null,null,null,null,null,null,null,null,null,null,null,null,null,null,null,null,null,null,null,null,null,null,null,null,null,null,null,null,null,null,null,null,null,"Ih/If",{"$f":"CJ213/100","v":7.3299577931936297E-2},{"$f":"CK213/100","v":7.2709073539689681E-2},{"$f":"CL213/100","v":7.2099323852585467E-2},7.0632411115577817E-2,6.844523358130937E-2,6.7222694270610728E-2,6.5698768063031446E-2,6.4081369172326555E-2,6.2894753358288952E-2,6.1390782084935189E-2,5.8611005792427756E-2,5.558987655140097E-2,5.273237264716997E-2,4.7462814391900532E-2,4.3937455547630434E-2]
[null,null,null,null,null,null,null,null,null,null,null,null,null,null,null,null,null,null,null,null,null,null,null,null,null,null,null,null,null,null,null,null,null,null,null,null,null,null,null,null,null,null,null,null,null,null,null,null,null,null,null,null,null,null,null,null,null,null,null,null,null,null,null,null,null,null,null,null,null,null,null,null,null,null,null,null,null,null,null,null,null,null,null,null,null,null,"DispPF",-0.99,-0.99,-0.99,-0.99,-0.99,-0.99,-0.99,-0.99,-0.99,-0.99,-0.99,-0.99,-0.98,-0.98,-0.96]
[null,null,null,null,null,null,null,null,null,null,null,null,null,null,null,null,null,null,null,null,null,null,null,null,null,null,null,null,null,null,null,null,null,null,null,null,null,null,null,null,null,null,null,null,null,null,null,null,null,null,null,null,null,null,null,null,null,null,null,null,null,null,null,null,null,null,null,null,null,null,null,null,null,null,null,null,null,null,null,null,null,null,null,null,null,null,"ActPF",0.99,0.99,0.99,0.99,0.99,0.99,0.99,0.99,0.99,0.99,0.99,0.98,0.98,0.97,0.96]
[null,null,null,null,null,null,null,null,null,null,null,null,null,null,null,null,null,null,null,null,null,null,null,null,null,null,null,null,null,null,null,null,null,null,null,null,null,null,null,null,null,null,null,null,null,null,null,null,null,null,null,null,null,null,null,null,null,null,null,null,null,null,null,null,null,null,null,null,null,null,null,null,null,null,null,null,null,null,null,null,null,null,null,null,null,null,"%Vthd",0.1,0.3,0.6,1.3,1.7,2.4,3,3.3,3.9,4.4000000000000004,5.6,6.3,6.9,8.1999999999999993,9.6]
[null,null,null,null,null,null,null,null,null,null,null,null,null,null,null,null,null,null,null,null,null,null,null,null,null,null,null,null,null,null,null,null,null,null,null,null,null,null,null,null,null,null,null,null,null,null,null,null,null,null,null,null,null,null,null,null,null,null,null,null,null,null,null,null,null,null,null,null,null,null,null,null,null,null,null,null,null,null,null,null,null,null,null,null,null,null,"Vrms/Vs"]
[null,null,null,null,null,null,null,null,null,null,null,null,null,null,null,null,null,null,null,null,null,null,null,null,null,null,null,null,null,null,null,null,null,null,null,null,null,null,null,null,null,null,null,null,null,null,null,null,null,null,null,null,null,null,null,null,null,null,null,null,null,null,null,null,null,null,null,null,null,null,null,null,null,null,null,null,null,null,null,null,null,null,null,null,null,null,"Vbus/Vs",1.3640000000000001,1.363,1.3620000000000001,1.359,1.3560000000000001,1.353,1.3480000000000001,1.3460000000000001,1.34,1.335,1.321,1.3069999999999999,1.29,1.2450000000000001,1.1970000000000001]
[null,null,null,null,null,null,null,null,null,null,null,null,null,null,null,null,null,null,null,null,null,null,null,null,null,null,null,null,null,null,null,null,null,null,null,null,null,null,null,null,null,null,null,null,null,null,null,null,null,null,null,null,null,null,null,null,null,null,null,null,null,null,null,null,null,null,null,null,null,null,null,null,null,null,null,null,null,null,null,null,null,null,null,null,null,null,"%I2nd",{"$f":"+$DA$210*DC221","v":3.7499999999999999E-2},{"$f":"+$DA$210*DD221","v":3.7499999999999999E-2},{"$f":"+$DA$210*DE221","v":2.5000000000000001E-2},{"$f":"+$DA$210*DF221","v":2.5000000000000001E-2},{"$f":"+$DA$210*DG221","v":2.5000000000000001E-2},{"$f":"+$DA$210*DH221","v":1.2500000000000001E-2},{"$f":"+$DA$210*DI221","v":1.2500000000000001E-2},{"$f":"+$DA$210*DJ221","v":6.25E-2},{"$f":"+$DA$210*DK221","v":2.5000000000000001E-2},{"$f":"+$DA$210*DL221","v":3.7499999999999999E-2},{"$f":"+$DA$210*DM221","v":0},{"$f":"+$DA$210*DN221","v":0},{"$f":"+$DA$210*DO221","v":0},{"$f":"+$DA$210*DP221","v":0},{"$f":"+$DA$210*DQ221","v":0},{"$f":"+$DA$210*DR221","v":0},{"$f":"+$DA$210*DS221","v":0},null,null,0.03,0.03,0.02,0.02,0.02,0.01,0.01,0.05,0.02,0.03]
[null,null,null,null,null,null,null,null,null,null,null,null,null,null,null,null,null,null,null,null,null,null,null,null,null,null,null,null,null,null,null,null,null,null,null,null,null,null,null,null,null,null,null,null,null,null,null,null,null,null,null,null,null,null,null,null,null,null,null,null,null,null,null,null,null,null,null,null,null,null,null,null,null,null,null,null,null,null,null,null,null,null,null,null,null,null,"%I3rd",1.2500000000000001E-2,1.2500000000000001E-2,1.2500000000000001E-2,1.2500000000000001E-2,1.2500000000000001E-2,1.2500000000000001E-2,1.2500000000000001E-2,3.7499999999999999E-2,1.2500000000000001E-2,2.5000000000000001E-2,0,0,0,0,0,0,0,null,null,0.01,0.01,0.01,0.01,0.01,0.01,0.01,0.03,0.01,0.02]
[null,null,null,null,null,null,null,null,null,null,null,null,null,null,null,null,null,null,null,null,null,null,null,null,null,null,null,null,null,null,null,null,null,null,null,null,null,null,null,null,null,null,null,null,null,null,null,null,null,null,null,null,null,null,null,null,null,null,null,null,null,null,null,null,null,null,null,null,null,null,null,null,null,null,null,null,null,null,null,null,null,null,null,null,null,null,"%I4th",0,1.2500000000000001E-2,1.2500000000000001E-2,1.2500000000000001E-2,1.2500000000000001E-2,0,1.2500000000000001E-2,2.5000000000000001E-2,1.2500000000000001E-2,1.2500000000000001E-2,0,0,0,0,0,0,0,null,null,null,0.01,0.01,0.01,0.01,null,0.01,0.02,0.01,0.01]
[null,null,null,null,null,null,null,null,null,null,null,null,null,null,null,null,null,null,null,null,null,null,null,null,null,null,null,null,null,null,null,null,null,null,null,null,null,null,null,null,null,null,null,null,null,null,null,null,null,null,null,null,null,null,null,null,null,null,null,null,null,null,null,null,null,null,null,null,null,null,null,null,null,null,null,null,null,null,null,null,null,null,null,null,null,null,"%I5th",6.8625000000000007,6.8000000000000007,6.7249999999999996,6.5625,6.3875000000000002,6.25,6.0875000000000004,5.9624999999999995,5.8250000000000002,5.6749999999999998,5.375,5.1124999999999998,4.8499999999999996,4.3499999999999996,3.9750000000000001,8.8125,0,null,null,5.49,5.44,5.38,5.25,5.1100000000000003,5,4.87,4.7699999999999996,4.66,4.54,4.3,4.09,3.88,3.48,3.18,7.05]
[null,null,null,null,null,null,null,null,null,null,null,null,null,null,null,null,null,null,null,null,null,null,null,null,null,null,null,null,null,null,null,null,null,null,null,null,null,null,null,null,null,null,null,null,null,null,null,null,null,null,null,null,null,null,null,null,null,null,null,null,null,null,null,null,null,null,null,null,null,null,null,null,null,null,null,null,null,null,null,null,null,null,null,null,null,null,"%I6th",0,1.2500000000000001E-2,1.2500000000000001E-2,1.2500000000000001E-2,1.2500000000000001E-2,0,0,2.5000000000000001E-2,1.2500000000000001E-2,1.2500000000000001E-2,0,0,0,0,0,0,0,null,null,null,0.01,0.01,0.01,0.01,null,null,0.02,0.01,0.01]
[null,null,null,null,null,null,null,null,null,null,null,null,null,null,null,null,null,null,null,null,null,null,null,null,null,null,null,null,null,null,null,null,null,null,null,null,null,null,null,null,null,null,null,null,null,null,null,null,null,null,null,null,null,null,null,null,null,null,null,null,null,null,null,null,null,null,null,null,null,null,null,null,null,null,null,null,null,null,null,null,null,null,null,null,null,null,"%I7th",1.7999999999999998,1.7874999999999999,1.7625,1.7249999999999999,1.675,1.6375000000000002,1.6,1.55,1.5249999999999999,1.4874999999999998,1.4124999999999999,1.35,1.2875000000000001,1.1625000000000001,1.075,4,0,null,null,1.44,1.43,1.41,1.38,1.34,1.31,1.28,1.24,1.22,1.19,1.1299999999999999,1.08,1.03,0.93,0.86,3.2]
[null,null,null,null,null,null,null,null,null,null,null,null,null,null,null,null,null,null,null,null,null,null,null,null,null,null,null,null,null,null,null,null,null,null,null,null,null,null,null,null,null,null,null,null,null,null,null,null,null,null,null,null,null,null,null,null,null,null,null,null,null,null,null,null,null,null,null,null,null,null,null,null,null,null,null,null,null,null,null,null,null,null,null,null,null,null,"%I8th",0,0,0,0,0,0,0,1.2500000000000001E-2,0,1.2500000000000001E-2,0,0,0,0,0,0,0,null,null,null,null,null,null,null,null,null,0.01,null,0.01]
[null,null,null,null,null,null,null,null,null,null,null,null,null,null,null,null,null,null,null,null,null,null,null,null,null,null,null,null,null,null,null,null,null,null,null,null,null,null,null,null,null,null,null,null,null,null,null,null,null,null,null,null,null,null,null,null,null,null,null,null,null,null,null,null,null,null,null,null,null,null,null,null,null,null,null,null,null,null,null,null,null,null,null,null,null,null,"%I9th",0,0,0,0,0,0,0,1.2500000000000001E-2,0,0,0,0,0,0,0,0,0,null,null,null,null,null,null,null,null,null,0.01]
[null,null,null,null,null,null,null,null,null,null,null,null,null,null,null,null,null,null,null,null,null,null,null,null,null,null,null,null,null,null,null,null,null,null,null,null,null,null,null,null,null,null,null,null,null,null,null,null,null,null,null,null,null,null,null,null,null,null,null,null,null,null,null,null,null,null,null,null,null,null,null,null,null,null,null,null,null,null,null,null,null,null,null,null,null,null,"%I10th",0,0,0,0,0,0,0,1.2500000000000001E-2,0,0,0,0,0,0,0,0,0,null,null,null,null,null,null,null,null,null,0.01]
[null,null,null,null,null,null,null,null,null,null,null,null,null,null,null,null,null,null,null,null,null,null,null,null,null,null,null,null,null,null,null,null,null,null,null,null,null,null,null,null,null,null,null,null,null,null,null,null,null,null,null,null,null,null,null,null,null,null,null,null,null,null,null,null,null,null,null,null,null,null,null,null,null,null,null,null,null,null,null,null,null,null,null,null,null,null,"%I11th",0.3,0.3,0.3,0.3,0.28750000000000003,0.28750000000000003,0.28750000000000003,0.27500000000000002,0.27500000000000002,0.26250000000000001,0.26250000000000001,0.25,0.23749999999999999,0.22499999999999998,0.21250000000000002,0,0,null,null,0.24,0.24,0.24,0.24,0.23,0.23,0.23,0.22,0.22,0.21,0.21,0.2,0.19,0.18,0.17]
[null,null,null,null,null,null,null,null,null,null,null,null,null,null,null,null,null,null,null,null,null,null,null,null,null,null,null,null,null,null,null,null,null,null,null,null,null,null,null,null,null,null,null,null,null,null,null,null,null,null,null,null,null,null,null,null,null,null,null,null,null,null,null,null,null,null,null,null,null,null,null,null,null,null,null,null,null,null,null,null,null,null,null,null,null,null,"%I12th",0,0,0,0,0,0,0,1.2500000000000001E-2,0,0,0,0,0,0,0,0,0,null,null,null,null,null,null,null,null,null,0.01]
[null,null,null,null,null,null,null,null,null,null,null,null,null,null,null,null,null,null,null,null,null,null,null,null,null,null,null,null,null,null,null,null,null,null,null,null,null,null,null,null,null,null,null,null,null,null,null,null,null,null,null,null,null,null,null,null,null,null,null,null,null,null,null,null,null,null,null,null,null,null,null,null,null,null,null,null,null,null,null,null,null,null,null,null,null,null,"%I13th",0.4,0.4,0.4,0.4,0.38750000000000001,0.375,0.375,0.36249999999999999,0.36249999999999999,0.36249999999999999,0.36249999999999999,0.35000000000000003,0.33750000000000002,0.3125,0.3125,0,0,null,null,0.32,0.32,0.32,0.32,0.31,0.3,0.3,0.28999999999999998,0.28999999999999998,0.28999999999999998,0.28999999999999998,0.28000000000000003,0.27,0.25,0.25]
[null,null,null,null,null,null,null,null,null,null,null,null,null,null,null,null,null,null,null,null,null,null,null,null,null,null,null,null,null,null,null,null,null,null,null,null,null,null,null,null,null,null,null,null,null,null,null,null,null,null,null,null,null,null,null,null,null,null,null,null,null,null,null,null,null,null,null,null,null,null,null,null,null,null,null,null,null,null,null,null,null,null,null,null,null,null,"%I14th",0,0,0,0,0,0,0,0,0,0,0,0,0,0,0,0,0]
[null,null,null,null,null,null,null,null,null,null,null,null,null,null,null,null,null,null,null,null,null,null,null,null,null,null,null,null,null,null,null,null,null,null,null,null,null,null,null,null,null,null,null,null,null,null,null,null,null,null,null,null,null,null,null,null,null,null,null,null,null,null,null,null,null,null,null,null,null,null,null,null,null,null,null,null,null,null,null,null,null,null,null,null,null,null,"%I15th",0,0,0,0,0,0,0,0,0,0,0,0,0,0,0,0,0]
[null,null,null,null,null,null,null,null,null,null,null,null,null,null,null,null,null,null,null,null,null,null,null,null,null,null,null,null,null,null,null,null,null,null,null,null,null,null,null,null,null,null,null,null,null,null,null,null,null,null,null,null,null,null,null,null,null,null,null,null,null,null,null,null,null,null,null,null,null,null,null,null,null,null,null,null,null,null,null,null,null,null,null,null,null,null,"%I16th",0,0,0,0,0,0,0,0,0,0,0,0,0,0,0,0,0]
[null,null,null,null,null,null,null,null,null,null,null,null,null,null,null,null,null,null,null,null,null,null,null,null,null,null,null,null,null,null,null,null,null,null,null,null,null,null,null,null,null,null,null,null,null,null,null,null,null,null,null,null,null,null,null,null,null,null,null,null,null,null,null,null,null,null,null,null,null,null,null,null,null,null,null,null,null,null,null,null,null,null,null,null,null,null,"%I17th",{"$f":"+$DA$210*DC236","v":0.51249999999999996},{"$f":"+$DA$210*DD236","v":0.5},{"$f":"+$DA$210*DE236","v":0.51249999999999996},{"$f":"+$DA$210*DF236","v":0.51249999999999996},{"$f":"+$DA$210*DG236","v":0.48750000000000004},{"$f":"+$DA$210*DH236","v":0.48750000000000004},{"$f":"+$DA$210*DI236","v":0.48750000000000004},{"$f":"+$DA$210*DJ236","v":0.47499999999999998},{"$f":"+$DA$210*DK236","v":0.47499999999999998},{"$f":"+$DA$210*DL236","v":0.47499999999999998},{"$f":"+$DA$210*DM236","v":0.47499999999999998},{"$f":"+$DA$210*DN236","v":0.44999999999999996},{"$f":"+$DA$210*DO236","v":0.4375},{"$f":"+$DA$210*DP236","v":0.4},{"$f":"+$DA$210*DQ236","v":0.38750000000000001},{"$f":"+$DA$210*DR236","v":0},{"$f":"+$DA$210*DS236","v":0},null,null,0.41,0.4,0.41,0.41,0.39,0.39,0.39,0.38,0.38,0.38,0.38,0.36,0.35,0.32,0.31]
[null,null,null,null,null,null,null,null,null,null,null,null,null,null,null,null,null,null,null,null,null,null,null,null,null,null,null,null,null,null,null,null,null,null,null,null,null,null,null,null,null,null,null,null,null,null,null,null,null,null,null,null,null,null,null,null,null,null,null,null,null,null,null,null,null,null,null,null,null,null,null,null,null,null,null,null,null,null,null,null,null,null,null,null,null,null,"%I18th",0,0,0,0,0,0,0,1.2500000000000001E-2,0,0,0,0,0,0,0,0,0,null,null,null,null,null,null,null,null,null,0.01]
[null,null,null,null,null,null,null,null,null,null,null,null,null,null,null,null,null,null,null,null,null,null,null,null,null,null,null,null,null,null,null,null,null,null,null,null,null,null,null,null,null,null,null,null,null,null,null,null,null,null,null,null,null,null,null,null,null,null,null,null,null,null,null,null,null,null,null,null,null,null,null,null,null,null,null,null,null,null,null,null,null,null,null,null,null,null,"%I19th",0.58749999999999991,0.58749999999999991,0.58749999999999991,0.58749999999999991,0.5625,0.5625,0.5625,0.55000000000000004,0.55000000000000004,0.53749999999999998,0.53749999999999998,0.51249999999999996,0.48750000000000004,0.46250000000000002,0.44999999999999996,0,0,null,null,0.47,0.47,0.47,0.47,0.45,0.45,0.45,0.44,0.44,0.43,0.43,0.41,0.39,0.37,0.36]
[null,null,null,null,null,null,null,null,null,null,null,null,null,null,null,null,null,null,null,null,null,null,null,null,null,null,null,null,null,null,null,null,null,null,null,null,null,null,null,null,null,null,null,null,null,null,null,null,null,null,null,null,null,null,null,null,null,null,null,null,null,null,null,null,null,null,null,null,null,null,null,null,null,null,null,null,null,null,null,null,null,null,null,null,null,null,"%I20th",0,0,0,0,0,0,0,1.2500000000000001E-2,0,0,0,0,0,0,0,0,0,null,null,null,null,null,null,null,null,null,0.01]
[null,null,null,null,null,null,null,null,null,null,null,null,null,null,null,null,null,null,null,null,null,null,null,null,null,null,null,null,null,null,null,null,null,null,null,null,null,null,null,null,null,null,null,null,null,null,null,null,null,null,null,null,null,null,null,null,null,null,null,null,null,null,null,null,null,null,null,null,null,null,null,null,null,null,null,null,null,null,null,null,null,null,null,null,null,null,"%I21th",0,0,0,0,0,0,0,0,0,0,0,0,0,0,0,0,0]
[null,null,null,null,null,null,null,null,null,null,null,null,null,null,null,null,null,null,null,null,null,null,null,null,null,null,null,null,null,null,null,null,null,null,null,null,null,null,null,null,null,null,null,null,null,null,null,null,null,null,null,null,null,null,null,null,null,null,null,null,null,null,null,null,null,null,null,null,null,null,null,null,null,null,null,null,null,null,null,null,null,null,null,null,null,null,"%I22th",0,0,0,0,0,0,0,0,0,0,0,0,0,0,0,0,0]
[null,null,null,null,null,null,null,null,null,null,null,null,null,null,null,null,null,null,null,null,null,null,null,null,null,null,null,null,null,null,null,null,null,null,null,null,null,null,null,null,null,null,null,null,null,null,null,null,null,null,null,null,null,null,null,null,null,null,null,null,null,null,null,null,null,null,null,null,null,null,null,null,null,null,null,null,null,null,null,null,null,null,null,null,null,null,"%I23th",0.61250000000000004,0.625,0.63749999999999996,0.66250000000000009,0.625,0.65,0.66250000000000009,0.63749999999999996,0.65,0.66250000000000009,0.6875,0.65,0.63749999999999996,0.61250000000000004,0.63749999999999996,0,0,null,null,0.49,0.5,0.51,0.53,0.5,0.52,0.53,0.51,0.52,0.53,0.55000000000000004,0.52,0.51,0.49,0.51]
[null,null,null,null,null,null,null,null,null,null,null,null,null,null,null,null,null,null,null,null,null,null,null,null,null,null,null,null,null,null,null,null,null,null,null,null,null,null,null,null,null,null,null,null,null,null,null,null,null,null,null,null,null,null,null,null,null,null,null,null,null,null,null,null,null,null,null,null,null,null,null,null,null,null,null,null,null,null,null,null,null,null,null,null,null,null,"%I24th",0,0,0,0,0,0,0,0,0,0,0,0,0,0,0,0,0]
[null,null,null,null,null,null,null,null,null,null,null,null,null,null,null,null,null,null,null,null,null,null,null,null,null,null,null,null,null,null,null,null,null,null,null,null,null,null,null,null,null,null,null,null,null,null,null,null,null,null,null,null,null,null,null,null,null,null,null,null,null,null,null,null,null,null,null,null,null,null,null,null,null,null,null,null,null,null,null,null,null,null,null,null,null,null,"%I25th",0.625,0.625,0.65,0.6875,0.66250000000000009,0.70000000000000007,0.73749999999999993,0.71249999999999991,0.75,0.76249999999999996,0.82500000000000007,0.8,0.78749999999999998,0.77500000000000002,0.82500000000000007,0,0,null,null,0.5,0.5,0.52,0.55000000000000004,0.53,0.56000000000000005,0.59,0.56999999999999995,0.6,0.61,0.66,0.64,0.63,0.62,0.66]
[null,null,null,null,null,null,null,null,null,null,null,null,null,null,null,null,null,null,null,null,null,null,null,null,null,null,null,null,null,null,null,null,null,null,null,null,null,null,null,null,null,null,null,null,null,null,null,null,null,null,null,null,null,null,null,null,null,null,null,null,null,null,null,null,null,null,null,null,null,null,null,null,null,null,null,null,null,null,null,null,null,null,null,null,null,null,"%I26th",0,0,0,0,0,0,0,1.2500000000000001E-2,0,0,0,0,0,0,0,0,0,null,null,null,null,null,null,null,null,null,0.01]
[null,null,null,null,null,null,null,null,null,null,null,null,null,null,null,null,null,null,null,null,null,null,null,null,null,null,null,null,null,null,null,null,null,null,null,null,null,null,null,null,null,null,null,null,null,null,null,null,null,null,null,null,null,null,null,null,null,null,null,null,null,null,null,null,null,null,null,null,null,null,null,null,null,null,null,null,null,null,null,null,null,null,null,null,null,null,"%I27th",0,0,0,0,0,0,0,1.2500000000000001E-2,0,0,0,0,0,0,0,0,0,null,null,null,null,null,null,null,null,null,0.01]
[null,null,null,null,null,null,null,null,null,null,null,null,null,null,null,null,null,null,null,null,null,null,null,null,null,null,null,null,null,null,null,null,null,null,null,null,null,null,null,null,null,null,null,null,null,null,null,null,null,null,null,null,null,null,null,null,null,null,null,null,null,null,null,null,null,null,null,null,null,null,null,null,null,null,null,null,null,null,null,null,null,null,null,null,null,null,"%I28th",0,0,0,0,0,0,0,1.2500000000000001E-2,0,0,0,0,0,0,0,0,0,null,null,null,null,null,null,null,null,null,0.01]
[null,null,null,null,null,null,null,null,null,null,null,null,null,null,null,null,null,null,null,null,null,null,null,null,null,null,null,null,null,null,null,null,null,null,null,null,null,null,null,null,null,null,null,null,null,null,null,null,null,null,null,null,null,null,null,null,null,null,null,null,null,null,null,null,null,null,null,null,null,null,null,null,null,null,null,null,null,null,null,null,null,null,null,null,null,null,"%I29th",0.73749999999999993,0.75,0.78749999999999998,0.82500000000000007,0.77500000000000002,0.82500000000000007,0.85000000000000009,0.8,0.85000000000000009,0.85000000000000009,0.89999999999999991,0.82500000000000007,0.77500000000000002,0.6875,0.6875,0,0,null,null,0.59,0.6,0.63,0.66,0.62,0.66,0.68,0.64,0.68,0.68,0.72,0.66,0.62,0.55000000000000004,0.55000000000000004]
[null,null,null,null,null,null,null,null,null,null,null,null,null,null,null,null,null,null,null,null,null,null,null,null,null,null,null,null,null,null,null,null,null,null,null,null,null,null,null,null,null,null,null,null,null,null,null,null,null,null,null,null,null,null,null,null,null,null,null,null,null,null,null,null,null,null,null,null,null,null,null,null,null,null,null,null,null,null,null,null,null,null,null,null,null,null,"%I30th",0,1.2500000000000001E-2,1.2500000000000001E-2,0,0,0,0,1.2500000000000001E-2,0,0,0,0,0,0,0,0,0,null,null,null,0.01,0.01,null,null,null,null,0.01]
[null,null,null,null,null,null,null,null,null,null,null,null,null,null,null,null,null,null,null,null,null,null,null,null,null,null,null,null,null,null,null,null,null,null,null,null,null,null,null,null,null,null,null,null,null,null,null,null,null,null,null,null,null,null,null,null,null,null,null,null,null,null,null,null,null,null,null,null,null,null,null,null,null,null,null,null,null,null,null,null,null,null,null,null,null,null,"%I31th",0.77500000000000002,0.78749999999999998,0.82500000000000007,0.85000000000000009,0.76249999999999996,0.78749999999999998,0.78749999999999998,0.71249999999999991,0.72499999999999998,0.71249999999999991,0.70000000000000007,0.6,0.52500000000000002,0.44999999999999996,0.44999999999999996,0,0,null,null,0.62,0.63,0.66,0.68,0.61,0.63,0.63,0.56999999999999995,0.57999999999999996,0.56999999999999995,0.56000000000000005,0.48,0.42,0.36,0.36]
[null,null,null,null,null,null,null,null,null,null,null,null,null,null,null,null,null,null,null,null,null,null,null,null,null,null,null,null,null,null,null,null,null,null,null,null,null,null,null,null,null,null,null,null,null,null,null,null,null,null,null,null,null,null,null,null,null,null,null,null,null,null,null,null,null,null,null,null,null,null,null,null,null,null,null,null,null,null,null,null,null,null,null,null,null,null,"%I32th",0,0,0,0,0,0,0,1.2500000000000001E-2,0,0,0,0,0,0,0,0,0,null,null,null,null,null,null,null,null,null,0.01]
[null,null,null,null,null,null,null,null,null,null,null,null,null,null,null,null,null,null,null,null,null,null,null,null,null,null,null,null,null,null,null,null,null,null,null,null,null,null,null,null,null,null,null,null,null,null,null,null,null,null,null,null,null,null,null,null,null,null,null,null,null,null,null,null,null,null,null,null,null,null,null,null,null,null,null,null,null,null,null,null,null,null,null,null,null,null,"%I33rd",0,0,0,0,0,0,0,0,0,0,0,0,0,0,0,0,0]
[null,null,null,null,null,null,null,null,null,null,null,null,null,null,null,null,null,null,null,null,null,null,null,null,null,null,null,null,null,null,null,null,null,null,null,null,null,null,null,null,null,null,null,null,null,null,null,null,null,null,null,null,null,null,null,null,null,null,null,null,null,null,null,null,null,null,null,null,null,null,null,null,null,null,null,null,null,null,null,null,null,null,null,null,null,null,"%I35th",0.55000000000000004,0.55000000000000004,0.5625,0.57500000000000007,0.47499999999999998,0.47499999999999998,0.46250000000000002,0.38750000000000001,0.4,0.375,0.36249999999999999,0.28750000000000003,0.23749999999999999,0.17500000000000002,0.1875,0,0,null,null,0.44,0.44,0.45,0.46,0.38,0.38,0.37,0.31,0.32,0.3,0.28999999999999998,0.23,0.19,0.14000000000000001,0.15]
[null,null,null,null,null,null,null,null,null,null,null,null,null,null,null,null,null,null,null,null,null,null,null,null,null,null,null,null,null,null,null,null,null,null,null,null,null,null,null,null,null,null,null,null,null,null,null,null,null,null,null,null,null,null,null,null,null,null,null,null,null,null,null,null,null,null,null,null,null,null,null,null,null,null,null,null,null,null,null,null,null,null,null,null,null,null,"%I37th",0.4375,0.4375,0.44999999999999996,0.44999999999999996,0.36249999999999999,0.375,0.375,0.3125,0.32500000000000001,0.3125,0.3125,0.25,0.2,0.16250000000000001,0.16250000000000001,0,0,null,null,0.35,0.35,0.36,0.36,0.28999999999999998,0.3,0.3,0.25,0.26,0.25,0.25,0.2,0.16,0.13,0.13]
[null,null,null,null,null,null,null,null,null,null,null,null,null,null,null,null,null,null,null,null,null,null,null,null,null,null,null,null,null,null,null,null,null,null,null,null,null,null,null,null,null,null,null,null,null,null,null,null,null,null,null,null,null,null,null,null,null,null,null,null,null,null,null,null,null,null,null,null,null,null,null,null,null,null,null,null,null,null,null,null,null,null,null,null,null,null,"%I39th",0,0,0,0,0,0,0,0,0,0,0,0,0,0,0,0,0]
[null,null,null,null,null,null,null,null,null,null,null,null,null,null,null,null,null,null,null,null,null,null,null,null,null,null,null,null,null,null,null,null,null,null,null,null,null,null,null,null,null,null,null,null,null,null,null,null,null,null,null,null,null,null,null,null,null,null,null,null,null,null,null,null,null,null,null,null,null,null,null,null,null,null,null,null,null,null,null,null,null,null,null,null,null,null,"%I41th",0.25,0.25,0.26250000000000001,0.25,0.2,0.2,0.2,0.16250000000000001,0.17500000000000002,0.17500000000000002,0.17500000000000002,0.15,0.125,0.11249999999999999,0.125,0,0,null,null,0.2,0.2,0.21,0.2,0.16,0.16,0.16,0.13,0.14000000000000001,0.14000000000000001,0.14000000000000001,0.12,0.1,0.09,0.1]
[null,null,null,null,null,null,null,null,null,null,null,null,null,null,null,null,null,null,null,null,null,null,null,null,null,null,null,null,null,null,null,null,null,null,null,null,null,null,null,null,null,null,null,null,null,null,null,null,null,null,null,null,null,null,null,null,null,null,null,null,null,null,null,null,null,null,null,null,null,null,null,null,null,null,null,null,null,null,null,null,null,null,null,null,null,null,"%I43th",0.2,0.1875,0.2,0.2,0.15,0.15,0.15,0.125,0.125,0.125,0.13750000000000001,0.1,8.7500000000000008E-2,8.7500000000000008E-2,0.1,0,0,null,null,0.16,0.15,0.16,0.16,0.12,0.12,0.12,0.1,0.1,0.1,0.11,0.08,7.0000000000000007E-2,7.0000000000000007E-2,0.08]
[null,null,null,null,null,null,null,null,null,null,null,null,null,null,null,null,null,null,null,null,null,null,null,null,null,null,null,null,null,null,null,null,null,null,null,null,null,null,null,null,null,null,null,null,null,null,null,null,null,null,null,null,null,null,null,null,null,null,null,null,null,null,null,null,null,null,null,null,null,null,null,null,null,null,null,null,null,null,null,null,null,null,null,null,null,null,"%I45th",0,0,0,0,0,0,0,0,0,0,0,0,0,0,0,0,0]
[null,null,null,null,null,null,null,null,null,null,null,null,null,null,null,null,null,null,null,null,null,null,null,null,null,null,null,null,null,null,null,null,null,null,null,null,null,null,null,null,null,null,null,null,null,null,null,null,null,null,null,null,null,null,null,null,null,null,null,null,null,null,null,null,null,null,null,null,null,null,null,null,null,null,null,null,null,null,null,null,null,null,null,null,null,null,"%I47th",0.125,0.125,0.13750000000000001,0.15,0.11249999999999999,0.11249999999999999,0.11249999999999999,8.7500000000000008E-2,0.1,0.1,0.1,7.4999999999999997E-2,0.05,3.7499999999999999E-2,0.05,0,0,null,null,0.1,0.1,0.11,0.12,0.09,0.09,0.09,7.0000000000000007E-2,0.08,0.08,0.08,0.06,0.04,0.03,0.04]
[null,null,null,null,null,null,null,null,null,null,null,null,null,null,null,null,null,null,null,null,null,null,null,null,null,null,null,null,null,null,null,null,null,null,null,null,null,null,null,null,null,null,null,null,null,null,null,null,null,null,null,null,null,null,null,null,null,null,null,null,null,null,null,null,null,null,null,null,null,null,null,null,null,null,null,null,null,null,null,null,null,null,null,null,null,null,"%I49th",0.11249999999999999,0.11249999999999999,0.125,0.125,0.1,0.11249999999999999,0.11249999999999999,8.7500000000000008E-2,0.1,8.7500000000000008E-2,0.1,7.4999999999999997E-2,0.05,3.7499999999999999E-2,3.7499999999999999E-2,0,0,null,null,0.09,0.09,0.1,0.1,0.08,0.09,0.09,7.0000000000000007E-2,0.08,7.0000000000000007E-2,0.08,0.06,0.04,0.03,0.03]
[]
[null,null,null,null,null,null,null,null,null,null,null,null,null,null,null,null,null,null,null,null,null,null,null,null,null,null,null,null,null,null,null,null,null,null,null,null,null,null,null,null,null,null,null,null,null,null,null,null,null,null,null,null,null,null,null,null,null,null,null,null,null,null,null,null,null,null,null,null,null,null,null,null,null,null,null,null,null,null,null,null,null,null,null,null,null,6,"ISU-LCL",null,null,null,null,null,null,null,null,null,"Changed (DA62) 0 from 1.13 to 1.0;  mam 10-11-11",null,null,null,null,null,null,null,1]
[null,null,null,null,null,null,null,null,null,null,null,null,null,null,null,null,null,null,null,null,null,null,null,null,null,null,null,null,null,null,null,null,null,null,null,null,null,null,null,null,null,null,null,null,null,null,null,null,null,null,null,null,null,null,null,null,null,null,null,null,null,null,null,null,null,null,null,null,null,null,null,null,null,null,null,null,null,null,null,null,null,null,null,null,null,null,"%Zloop"]
[null,null,null,null,null,null,null,null,null,null,null,null,null,null,null,null,null,null,null,null,null,null,null,null,null,null,null,null,null,null,null,null,null,null,null,null,null,null,null,null,null,null,null,null,null,null,null,null,null,null,null,null,null,null,null,null,null,null,null,null,null,null,null,null,null,null,null,null,null,null,null,null,null,null,null,null,null,null,null,null,null,null,null,null,null,null,"Kfactor"]
[null,null,null,null,null,null,null,null,null,null,null,null,null,null,null,null,null,null,null,null,null,null,null,null,null,null,null,null,null,null,null,null,null,null,null,null,null,null,null,null,null,null,null,null,null,null,null,null,null,null,null,null,null,null,null,null,null,null,null,null,null,null,null,null,null,null,null,null,null,null,null,null,null,null,null,null,null,null,null,null,null,null,null,null,null,null,"%Ithd",{"$f":"SQRT(SUMSQ(CJ273:CJ313))","v":4.3828757682599218},{"$f":"SQRT(SUMSQ(CK273:CK313))","v":4.3828757682599218},4.3828757682599218,4.3828757682599218,4.3828757682599218,4.3828757682599218,4.3828757682599218,4.3828757682599218,4.3828757682599218,4.3828757682599218,4.3828757682599218,4.3828757682599218,4.3828757682599218,4.3828757682599218,4.3828757682599218,4.3828757682599218,4.3828757682599218,4.3828757682599218]
[null,null,null,null,null,null,null,null,null,null,null,null,null,null,null,null,null,null,null,null,null,null,null,null,null,null,null,null,null,null,null,null,null,null,null,null,null,null,null,null,null,null,null,null,null,null,null,null,null,null,null,null,null,null,null,null,null,null,null,null,null,null,null,null,null,null,null,null,null,null,null,null,null,null,null,null,null,null,null,null,null,null,null,null,null,null,"Irms/If"]
[null,null,null,null,null,null,null,null,null,null,null,null,null,null,null,null,null,null,null,null,null,null,null,null,null,null,null,null,null,null,null,null,null,null,null,null,null,null,null,null,null,null,null,null,null,null,null,null,null,null,null,null,null,null,null,null,null,null,null,null,null,null,null,null,null,null,null,null,null,null,null,null,null,null,null,null,null,null,null,null,null,null,null,null,null,null,"Ih/If"]
[null,null,null,null,null,null,null,null,null,null,null,null,null,null,null,null,null,null,null,null,null,null,null,null,null,null,null,null,null,null,null,null,null,null,null,null,null,null,null,null,null,null,null,null,null,null,null,null,null,null,null,null,null,null,null,null,null,null,null,null,null,null,null,null,null,null,null,null,null,null,null,null,null,null,null,null,null,null,null,null,null,null,null,null,null,null,"DispPF"]
[null,null,null,null,null,null,null,null,null,null,null,null,null,null,null,null,null,null,null,null,null,null,null,null,null,null,null,null,null,null,null,null,null,null,null,null,null,null,null,null,null,null,null,null,null,null,null,null,null,null,null,null,null,null,null,null,null,null,null,null,null,null,null,null,null,null,null,null,null,null,null,null,null,null,null,null,null,null,null,null,null,null,null,null,null,null,"ActPF"]
[null,null,null,null,null,null,null,null,null,null,null,null,null,null,null,null,null,null,null,null,null,null,null,null,null,null,null,null,null,null,null,null,null,null,null,null,null,null,null,null,null,null,null,null,null,null,null,null,null,null,null,null,null,null,null,null,null,null,null,null,null,null,null,null,null,null,null,null,null,null,null,null,null,null,null,null,null,null,null,null,null,null,null,null,null,null,"%Vthd"]
[null,null,null,null,null,null,null,null,null,null,null,null,null,null,null,null,null,null,null,null,null,null,null,null,null,null,null,null,null,null,null,null,null,null,null,null,null,null,null,null,null,null,null,null,null,null,null,null,null,null,null,null,null,null,null,null,null,null,null,null,null,null,null,null,null,null,null,null,null,null,null,null,null,null,null,null,null,null,null,null,null,null,null,null,null,null,"Vrms/Vs"]
[null,null,null,null,null,null,null,null,null,null,null,null,null,null,null,null,null,null,null,null,null,null,null,null,null,null,null,null,null,null,null,null,null,null,null,null,null,null,null,null,null,null,null,null,null,null,null,null,null,null,null,null,null,null,null,null,null,null,null,null,null,null,null,null,null,null,null,null,null,null,null,null,null,null,null,null,null,null,null,null,null,null,null,null,null,null,"Vbus/Vs"]
[null,null,null,null,null,null,null,null,null,null,null,null,null,null,null,null,null,null,null,null,null,null,null,null,null,null,null,null,null,null,null,null,null,null,null,null,null,null,null,null,null,null,null,null,null,null,null,null,null,null,null,null,null,null,null,null,null,null,null,null,null,null,null,null,null,null,null,null,null,null,null,null,null,null,null,null,null,null,null,null,null,null,null,null,null,null,"%I2nd",{"$f":"+$DA$262*$DD273","v":0.46},0.46,0.46,0.46,0.46,0.46,0.46,0.46,0.46,0.46,0.46,0.46,0.46,0.46,0.46,0.46,{"$f":"+$DA$262*$DD273","v":0.46},0.46,null,null,0.46]
[null,null,null,null,null,null,null,null,null,null,null,null,null,null,null,null,null,null,null,null,null,null,null,null,null,null,null,null,null,null,null,null,null,null,null,null,null,null,null,null,null,null,null,null,null,null,null,null,null,null,null,null,null,null,null,null,null,null,null,null,null,null,null,null,null,null,null,null,null,null,null,null,null,null,null,null,null,null,null,null,null,null,null,null,null,null,null,0.49,0.49,0.49,0.49,0.49,0.49,0.49,0.49,0.49,0.49,0.49,0.49,0.49,0.49,0.49,0.49,0.49,0.49,null,null,0.49]
[null,null,null,null,null,null,null,null,null,null,null,null,null,null,null,null,null,null,null,null,null,null,null,null,null,null,null,null,null,null,null,null,null,null,null,null,null,null,null,null,null,null,null,null,null,null,null,null,null,null,null,null,null,null,null,null,null,null,null,null,null,null,null,null,null,null,null,null,null,null,null,null,null,null,null,null,null,null,null,null,null,null,null,null,null,null,"%I4th",0.3,0.3,0.3,0.3,0.3,0.3,0.3,0.3,0.3,0.3,0.3,0.3,0.3,0.3,0.3,0.3,0.3,0.3,null,null,0.3]
[null,null,null,null,null,null,null,null,null,null,null,null,null,null,null,null,null,null,null,null,null,null,null,null,null,null,null,null,null,null,null,null,null,null,null,null,null,null,null,null,null,null,null,null,null,null,null,null,null,null,null,null,null,null,null,null,null,null,null,null,null,null,null,null,null,null,null,null,null,null,null,null,null,null,null,null,null,null,null,null,null,null,null,null,null,null,"%I5th",0.99,0.99,0.99,0.99,0.99,0.99,0.99,0.99,0.99,0.99,0.99,0.99,0.99,0.99,0.99,0.99,0.99,0.99,null,null,0.99]
[null,null,null,null,null,null,null,null,null,null,null,null,null,null,null,null,null,null,null,null,null,null,null,null,null,null,null,null,null,null,null,null,null,null,null,null,null,null,null,null,null,null,null,null,null,null,null,null,null,null,null,null,null,null,null,null,null,null,null,null,null,null,null,null,null,null,null,null,null,null,null,null,null,null,null,null,null,null,null,null,null,null,null,null,null,null,null,0.27,0.27,0.27,0.27,0.27,0.27,0.27,0.27,0.27,0.27,0.27,0.27,0.27,0.27,0.27,0.27,0.27,0.27,null,null,0.27]
[null,null,null,null,null,null,null,null,null,null,null,null,null,null,null,null,null,null,null,null,null,null,null,null,null,null,null,null,null,null,null,null,null,null,null,null,null,null,null,null,null,null,null,null,null,null,null,null,null,null,null,null,null,null,null,null,null,null,null,null,null,null,null,null,null,null,null,null,null,null,null,null,null,null,null,null,null,null,null,null,null,null,null,null,null,null,"%I7th",1.82,1.82,1.82,1.82,1.82,1.82,1.82,1.82,1.82,1.82,1.82,1.82,1.82,1.82,1.82,1.82,1.82,1.82,null,null,1.82]
[null,null,null,null,null,null,null,null,null,null,null,null,null,null,null,null,null,null,null,null,null,null,null,null,null,null,null,null,null,null,null,null,null,null,null,null,null,null,null,null,null,null,null,null,null,null,null,null,null,null,null,null,null,null,null,null,null,null,null,null,null,null,null,null,null,null,null,null,null,null,null,null,null,null,null,null,null,null,null,null,null,null,null,null,null,null,"%I8th",0.3,0.3,0.3,0.3,0.3,0.3,0.3,0.3,0.3,0.3,0.3,0.3,0.3,0.3,0.3,0.3,0.3,0.3,null,null,0.3]
[null,null,null,null,null,null,null,null,null,null,null,null,null,null,null,null,null,null,null,null,null,null,null,null,null,null,null,null,null,null,null,null,null,null,null,null,null,null,null,null,null,null,null,null,null,null,null,null,null,null,null,null,null,null,null,null,null,null,null,null,null,null,null,null,null,null,null,null,null,null,null,null,null,null,null,null,null,null,null,null,null,null,null,null,null,null,null,0.42,0.42,0.42,0.42,0.42,0.42,0.42,0.42,0.42,0.42,0.42,0.42,0.42,0.42,0.42,0.42,0.42,0.42,null,null,0.42]
[null,null,null,null,null,null,null,null,null,null,null,null,null,null,null,null,null,null,null,null,null,null,null,null,null,null,null,null,null,null,null,null,null,null,null,null,null,null,null,null,null,null,null,null,null,null,null,null,null,null,null,null,null,null,null,null,null,null,null,null,null,null,null,null,null,null,null,null,null,null,null,null,null,null,null,null,null,null,null,null,null,null,null,null,null,null,"%I10th",0.56999999999999995,0.56999999999999995,0.56999999999999995,0.56999999999999995,0.56999999999999995,0.56999999999999995,0.56999999999999995,0.56999999999999995,0.56999999999999995,0.56999999999999995,0.56999999999999995,0.56999999999999995,0.56999999999999995,0.56999999999999995,0.56999999999999995,0.56999999999999995,0.56999999999999995,0.56999999999999995,null,null,0.56999999999999995]
[null,null,null,null,null,null,null,null,null,null,null,null,null,null,null,null,null,null,null,null,null,null,null,null,null,null,null,null,null,null,null,null,null,null,null,null,null,null,null,null,null,null,null,null,null,null,null,null,null,null,null,null,null,null,null,null,null,null,null,null,null,null,null,null,null,null,null,null,null,null,null,null,null,null,null,null,null,null,null,null,null,null,null,null,null,null,"%I11th",1.22,1.22,1.22,1.22,1.22,1.22,1.22,1.22,1.22,1.22,1.22,1.22,1.22,1.22,1.22,1.22,1.22,1.22,null,null,1.22]
[null,null,null,null,null,null,null,null,null,null,null,null,null,null,null,null,null,null,null,null,null,null,null,null,null,null,null,null,null,null,null,null,null,null,null,null,null,null,null,null,null,null,null,null,null,null,null,null,null,null,null,null,null,null,null,null,null,null,null,null,null,null,null,null,null,null,null,null,null,null,null,null,null,null,null,null,null,null,null,null,null,null,null,null,null,null,null,0.72,0.72,0.72,0.72,0.72,0.72,0.72,0.72,0.72,0.72,0.72,0.72,0.72,0.72,0.72,0.72,0.72,0.72,null,null,0.72]
[null,null,null,null,null,null,null,null,null,null,null,null,null,null,null,null,null,null,null,null,null,null,null,null,null,null,null,null,null,null,null,null,null,null,null,null,null,null,null,null,null,null,null,null,null,null,null,null,null,null,null,null,null,null,null,null,null,null,null,null,null,null,null,null,null,null,null,null,null,null,null,null,null,null,null,null,null,null,null,null,null,null,null,null,null,null,"%I13th",0.87,0.87,0.87,0.87,0.87,0.87,0.87,0.87,0.87,0.87,0.87,0.87,0.87,0.87,0.87,0.87,0.87,0.87,null,null,0.87]
[null,null,null,null,null,null,null,null,null,null,null,null,null,null,null,null,null,null,null,null,null,null,null,null,null,null,null,null,null,null,null,null,null,null,null,null,null,null,null,null,null,null,null,null,null,null,null,null,null,null,null,null,null,null,null,null,null,null,null,null,null,null,null,null,null,null,null,null,null,null,null,null,null,null,null,null,null,null,null,null,null,null,null,null,null,null,"%I14th",0.84,0.84,0.84,0.84,0.84,0.84,0.84,0.84,0.84,0.84,0.84,0.84,0.84,0.84,0.84,0.84,0.84,0.84,null,null,0.84]
[null,null,null,null,null,null,null,null,null,null,null,null,null,null,null,null,null,null,null,null,null,null,null,null,null,null,null,null,null,null,null,null,null,null,null,null,null,null,null,null,null,null,null,null,null,null,null,null,null,null,null,null,null,null,null,null,null,null,null,null,null,null,null,null,null,null,null,null,null,null,null,null,null,null,null,null,null,null,null,null,null,null,null,null,null,null,null,0.87,0.87,0.87,0.87,0.87,0.87,0.87,0.87,0.87,0.87,0.87,0.87,0.87,0.87,0.87,0.87,0.87,0.87,null,null,0.87]
[null,null,null,null,null,null,null,null,null,null,null,null,null,null,null,null,null,null,null,null,null,null,null,null,null,null,null,null,null,null,null,null,null,null,null,null,null,null,null,null,null,null,null,null,null,null,null,null,null,null,null,null,null,null,null,null,null,null,null,null,null,null,null,null,null,null,null,null,null,null,null,null,null,null,null,null,null,null,null,null,null,null,null,null,null,null,"%I16th",0.8,0.8,0.8,0.8,0.8,0.8,0.8,0.8,0.8,0.8,0.8,0.8,0.8,0.8,0.8,0.8,0.8,0.8,null,null,0.8]
[null,null,null,null,null,null,null,null,null,null,null,null,null,null,null,null,null,null,null,null,null,null,null,null,null,null,null,null,null,null,null,null,null,null,null,null,null,null,null,null,null,null,null,null,null,null,null,null,null,null,null,null,null,null,null,null,null,null,null,null,null,null,null,null,null,null,null,null,null,null,null,null,null,null,null,null,null,null,null,null,null,null,null,null,null,null,"%I17th",1.29,1.29,1.29,1.29,1.29,1.29,1.29,1.29,1.29,1.29,1.29,1.29,1.29,1.29,1.29,{"$f":"+$DA$262*$DD288","v":1.29},1.29,1.29,null,null,1.29]
[null,null,null,null,null,null,null,null,null,null,null,null,null,null,null,null,null,null,null,null,null,null,null,null,null,null,null,null,null,null,null,null,null,null,null,null,null,null,null,null,null,null,null,null,null,null,null,null,null,null,null,null,null,null,null,null,null,null,null,null,null,null,null,null,null,null,null,null,null,null,null,null,null,null,null,null,null,null,null,null,null,null,null,null,null,null,null,{"$f":"+$DA$262*$DD289","v":0.72},0.72,0.72,0.72,0.72,0.72,0.72,0.72,0.72,0.72,0.72,0.72,0.72,0.72,0.72,0.72,{"$f":"+$DA$262*$DD289","v":0.72},0.72,null,null,0.72]
[null,null,null,null,null,null,null,null,null,null,null,null,null,null,null,null,null,null,null,null,null,null,null,null,null,null,null,null,null,null,null,null,null,null,null,null,null,null,null,null,null,null,null,null,null,null,null,null,null,null,null,null,null,null,null,null,null,null,null,null,null,null,null,null,null,null,null,null,null,null,null,null,null,null,null,null,null,null,null,null,null,null,null,null,null,null,"%I19th",0.76,0.76,0.76,0.76,0.76,0.76,0.76,0.76,0.76,0.76,0.76,0.76,0.76,0.76,0.76,0.76,0.76,0.76,null,null,0.76]
[null,null,null,null,null,null,null,null,null,null,null,null,null,null,null,null,null,null,null,null,null,null,null,null,null,null,null,null,null,null,null,null,null,null,null,null,null,null,null,null,null,null,null,null,null,null,null,null,null,null,null,null,null,null,null,null,null,null,null,null,null,null,null,null,null,null,null,null,null,null,null,null,null,null,null,null,null,null,null,null,null,null,null,null,null,null,"%I20th",0.91,0.91,0.91,0.91,0.91,0.91,0.91,0.91,0.91,0.91,0.91,0.91,0.91,0.91,0.91,0.91,0.91,0.91,null,null,0.91]
[null,null,null,null,null,null,null,null,null,null,null,null,null,null,null,null,null,null,null,null,null,null,null,null,null,null,null,null,null,null,null,null,null,null,null,null,null,null,null,null,null,null,null,null,null,null,null,null,null,null,null,null,null,null,null,null,null,null,null,null,null,null,null,null,null,null,null,null,null,null,null,null,null,null,null,null,null,null,null,null,null,null,null,null,null,null,null,0.8,0.8,0.8,0.8,0.8,0.8,0.8,0.8,0.8,0.8,0.8,0.8,0.8,0.8,0.8,0.8,0.8,0.8,null,null,0.8]
[null,null,null,null,null,null,null,null,null,null,null,null,null,null,null,null,null,null,null,null,null,null,null,null,null,null,null,null,null,null,null,null,null,null,null,null,null,null,null,null,null,null,null,null,null,null,null,null,null,null,null,null,null,null,null,null,null,null,null,null,null,null,null,null,null,null,null,null,null,null,null,null,null,null,null,null,null,null,null,null,null,null,null,null,null,null,"%I22th",0.8,0.8,0.8,0.8,0.8,0.8,0.8,0.8,0.8,0.8,0.8,0.8,0.8,0.8,0.8,0.8,0.8,0.8,null,null,0.8]
[null,null,null,null,null,null,null,null,null,null,null,null,null,null,null,null,null,null,null,null,null,null,null,null,null,null,null,null,null,null,null,null,null,null,null,null,null,null,null,null,null,null,null,null,null,null,null,null,null,null,null,null,null,null,null,null,null,null,null,null,null,null,null,null,null,null,null,null,null,null,null,null,null,null,null,null,null,null,null,null,null,null,null,null,null,null,"%I23th",1.33,1.33,1.33,1.33,1.33,1.33,1.33,1.33,1.33,1.33,1.33,1.33,1.33,1.33,1.33,1.33,1.33,1.33,null,null,1.33]
[null,null,null,null,null,null,null,null,null,null,null,null,null,null,null,null,null,null,null,null,null,null,null,null,null,null,null,null,null,null,null,null,null,null,null,null,null,null,null,null,null,null,null,null,null,null,null,null,null,null,null,null,null,null,null,null,null,null,null,null,null,null,null,null,null,null,null,null,null,null,null,null,null,null,null,null,null,null,null,null,null,null,null,null,null,null,null,0.8,0.8,0.8,0.8,0.8,0.8,0.8,0.8,0.8,0.8,0.8,0.8,0.8,0.8,0.8,0.8,0.8,0.8,null,null,0.8]
[null,null,null,null,null,null,null,null,null,null,null,null,null,null,null,null,null,null,null,null,null,null,null,null,null,null,null,null,null,null,null,null,null,null,null,null,null,null,null,null,null,null,null,null,null,null,null,null,null,null,null,null,null,null,null,null,null,null,null,null,null,null,null,null,null,null,null,null,null,null,null,null,null,null,null,null,null,null,null,null,null,null,null,null,null,null,"%I25th",0.95,0.95,0.95,0.95,0.95,0.95,0.95,0.95,0.95,0.95,0.95,0.95,0.95,0.95,0.95,0.95,0.95,0.95,null,null,0.95]
[null,null,null,null,null,null,null,null,null,null,null,null,null,null,null,null,null,null,null,null,null,null,null,null,null,null,null,null,null,null,null,null,null,null,null,null,null,null,null,null,null,null,null,null,null,null,null,null,null,null,null,null,null,null,null,null,null,null,null,null,null,null,null,null,null,null,null,null,null,null,null,null,null,null,null,null,null,null,null,null,null,null,null,null,null,null,null,0.34,0.34,0.34,0.34,0.34,0.34,0.34,0.34,0.34,0.34,0.34,0.34,0.34,0.34,0.34,0.34,0.34,0.34,null,null,0.34]
[null,null,null,null,null,null,null,null,null,null,null,null,null,null,null,null,null,null,null,null,null,null,null,null,null,null,null,null,null,null,null,null,null,null,null,null,null,null,null,null,null,null,null,null,null,null,null,null,null,null,null,null,null,null,null,null,null,null,null,null,null,null,null,null,null,null,null,null,null,null,null,null,null,null,null,null,null,null,null,null,null,null,null,null,null,null,null,0.34,0.34,0.34,0.34,0.34,0.34,0.34,0.34,0.34,0.34,0.34,0.34,0.34,0.34,0.34,0.34,0.34,0.34,null,null,0.34]
[null,null,null,null,null,null,null,null,null,null,null,null,null,null,null,null,null,null,null,null,null,null,null,null,null,null,null,null,null,null,null,null,null,null,null,null,null,null,null,null,null,null,null,null,null,null,null,null,null,null,null,null,null,null,null,null,null,null,null,null,null,null,null,null,null,null,null,null,null,null,null,null,null,null,null,null,null,null,null,null,null,null,null,null,null,null,null,0.38,0.38,0.38,0.38,0.38,0.38,0.38,0.38,0.38,0.38,0.38,0.38,0.38,0.38,0.38,0.38,0.38,0.38,null,null,0.38]
[null,null,null,null,null,null,null,null,null,null,null,null,null,null,null,null,null,null,null,null,null,null,null,null,null,null,null,null,null,null,null,null,null,null,null,null,null,null,null,null,null,null,null,null,null,null,null,null,null,null,null,null,null,null,null,null,null,null,null,null,null,null,null,null,null,null,null,null,null,null,null,null,null,null,null,null,null,null,null,null,null,null,null,null,null,null,"%I29th",0.3,0.3,0.3,0.3,0.3,0.3,0.3,0.3,0.3,0.3,0.3,0.3,0.3,0.3,0.3,0.3,0.3,0.3,null,null,0.3]
[null,null,null,null,null,null,null,null,null,null,null,null,null,null,null,null,null,null,null,null,null,null,null,null,null,null,null,null,null,null,null,null,null,null,null,null,null,null,null,null,null,null,null,null,null,null,null,null,null,null,null,null,null,null,null,null,null,null,null,null,null,null,null,null,null,null,null,null,null,null,null,null,null,null,null,null,null,null,null,null,null,null,null,null,null,null,null,0.3,0.3,0.3,0.3,0.3,0.3,0.3,0.3,0.3,0.3,0.3,0.3,0.3,0.3,0.3,0.3,0.3,0.3,null,null,0.3]
[null,null,null,null,null,null,null,null,null,null,null,null,null,null,null,null,null,null,null,null,null,null,null,null,null,null,null,null,null,null,null,null,null,null,null,null,null,null,null,null,null,null,null,null,null,null,null,null,null,null,null,null,null,null,null,null,null,null,null,null,null,null,null,null,null,null,null,null,null,null,null,null,null,null,null,null,null,null,null,null,null,null,null,null,null,null,"%I31th",0.19,0.19,0.19,0.19,0.19,0.19,0.19,0.19,0.19,0.19,0.19,0.19,0.19,0.19,0.19,0.19,0.19,0.19,null,null,0.19]
[null,null,null,null,null,null,null,null,null,null,null,null,null,null,null,null,null,null,null,null,null,null,null,null,null,null,null,null,null,null,null,null,null,null,null,null,null,null,null,null,null,null,null,null,null,null,null,null,null,null,null,null,null,null,null,null,null,null,null,null,null,null,null,null,null,null,null,null,null,null,null,null,null,null,null,null,null,null,null,null,null,null,null,null,null,null,null,0.23,0.23,0.23,0.23,0.23,0.23,0.23,0.23,0.23,0.23,0.23,0.23,0.23,0.23,0.23,0.23,0.23,0.23,null,null,0.23]
[null,null,null,null,null,null,null,null,null,null,null,null,null,null,null,null,null,null,null,null,null,null,null,null,null,null,null,null,null,null,null,null,null,null,null,null,null,null,null,null,null,null,null,null,null,null,null,null,null,null,null,null,null,null,null,null,null,null,null,null,null,null,null,null,null,null,null,null,null,null,null,null,null,null,null,null,null,null,null,null,null,null,null,null,null,null,null,0.04,0.04,0.04,0.04,0.04,0.04,0.04,0.04,0.04,0.04,0.04,0.04,0.04,0.04,0.04,{"$f":"+$DA$262*$DD304","v":0.04},0.04,0.04,null,null,0.04]
[null,null,null,null,null,null,null,null,null,null,null,null,null,null,null,null,null,null,null,null,null,null,null,null,null,null,null,null,null,null,null,null,null,null,null,null,null,null,null,null,null,null,null,null,null,null,null,null,null,null,null,null,null,null,null,null,null,null,null,null,null,null,null,null,null,null,null,null,null,null,null,null,null,null,null,null,null,null,null,null,null,null,null,null,null,null,"%I35th",{"$f":"+$DA$262*$DD305","v":0.04},0.04,0.04,0.04,0.04,0.04,0.04,0.04,0.04,0.04,0.04,0.04,0.04,0.04,0.04,0.04,0.04,0.04,null,null,0.04]
[null,null,null,null,null,null,null,null,null,null,null,null,null,null,null,null,null,null,null,null,null,null,null,null,null,null,null,null,null,null,null,null,null,null,null,null,null,null,null,null,null,null,null,null,null,null,null,null,null,null,null,null,null,null,null,null,null,null,null,null,null,null,null,null,null,null,null,null,null,null,null,null,null,null,null,null,null,null,null,null,null,null,null,null,null,null,"%I37th",0.04,0.04,0.04,0.04,0.04,0.04,0.04,0.04,0.04,0.04,0.04,0.04,0.04,0.04,0.04,0.04,0.04,0.04,null,null,0.04]
[null,null,null,null,null,null,null,null,null,null,null,null,null,null,null,null,null,null,null,null,null,null,null,null,null,null,null,null,null,null,null,null,null,null,null,null,null,null,null,null,null,null,null,null,null,null,null,null,null,null,null,null,null,null,null,null,null,null,null,null,null,null,null,null,null,null,null,null,null,null,null,null,null,null,null,null,null,null,null,null,null,null,null,null,null,null,null,0.04,0.04,0.04,0.04,0.04,0.04,0.04,0.04,0.04,0.04,0.04,0.04,0.04,0.04,0.04,0.04,0.04,0.04,null,null,0.04]
[null,null,null,null,null,null,null,null,null,null,null,null,null,null,null,null,null,null,null,null,null,null,null,null,null,null,null,null,null,null,null,null,null,null,null,null,null,null,null,null,null,null,null,null,null,null,null,null,null,null,null,null,null,null,null,null,null,null,null,null,null,null,null,null,null,null,null,null,null,null,null,null,null,null,null,null,null,null,null,null,null,null,null,null,null,null,"%I41th",0.04,0.04,0.04,0.04,0.04,0.04,0.04,0.04,0.04,0.04,0.04,0.04,0.04,0.04,0.04,0.04,0.04,0.04,null,null,0.04]
[null,null,null,null,null,null,null,null,null,null,null,null,null,null,null,null,null,null,null,null,null,null,null,null,null,null,null,null,null,null,null,null,null,null,null,null,null,null,null,null,null,null,null,null,null,null,null,null,null,null,null,null,null,null,null,null,null,null,null,null,null,null,null,null,null,null,null,null,null,null,null,null,null,null,null,null,null,null,null,null,null,null,null,null,null,null,"%I43th",0.08,0.08,0.08,0.08,0.08,0.08,0.08,0.08,0.08,0.08,0.08,0.08,0.08,0.08,0.08,0.08,0.08,0.08,null,null,0.08]
[null,null,null,null,null,null,null,null,null,null,null,null,null,null,null,null,null,null,null,null,null,null,null,null,null,null,null,null,null,null,null,null,null,null,null,null,null,null,null,null,null,null,null,null,null,null,null,null,null,null,null,null,null,null,null,null,null,null,null,null,null,null,null,null,null,null,null,null,null,null,null,null,null,null,null,null,null,null,null,null,null,null,null,null,null,null,null,0.04,0.04,0.04,0.04,0.04,0.04,0.04,0.04,0.04,0.04,0.04,0.04,0.04,0.04,0.04,0.04,0.04,0.04,null,null,0.04]
[null,null,null,null,null,null,null,null,null,null,null,null,null,null,null,null,null,null,null,null,null,null,null,null,null,null,null,null,null,null,null,null,null,null,null,null,null,null,null,null,null,null,null,null,null,null,null,null,null,null,null,null,null,null,null,null,null,null,null,null,null,null,null,null,null,null,null,null,null,null,null,null,null,null,null,null,null,null,null,null,null,null,null,null,null,null,"%I47th",0.04,0.04,0.04,0.04,0.04,0.04,0.04,0.04,0.04,0.04,0.04,0.04,0.04,0.04,0.04,0.04,0.04,0.04,null,null,0.04]
[null,null,null,null,null,null,null,null,null,null,null,null,null,null,null,null,null,null,null,null,null,null,null,null,null,null,null,null,null,null,null,null,null,null,null,null,null,null,null,null,null,null,null,null,null,null,null,null,null,null,null,null,null,null,null,null,null,null,null,null,null,null,null,null,null,null,null,null,null,null,null,null,null,null,null,null,null,null,null,null,null,null,null,null,null,null,"%I49th",0.04,0.04,0.04,0.04,0.04,0.04,0.04,0.04,0.04,0.04,0.04,0.04,0.04,0.04,0.04,0.04,0.04,0.04,null,null,0.04]
[null,null,null,null,null,null,null,null,null,null,null,null,null,null,null,null,null,null,null,null,null,null,null,null,null,null,null,null,null,null,null,null,null,null,null,null,null,null,null,null,null,null,null,null,null,null,null,null,null,null,null,null,null,null,null,null,null,null,null,null,null,null,null,null,null,null,null,null,null,null,null,null,null,null,null,null,null,null,null,null,null,null,null,null,null,null,null,0.04,0.04,0.04,0.04,0.04,0.04,0.04,0.04,0.04,0.04,0.04,0.04,0.04,0.04,0.04,0.04,0.04,0.04,null,null,0.04]
[null,null,null,null,null,null,null,null,null,null,null,null,null,null,null,null,null,null,null,null,null,null,null,null,null,null,null,null,null,null,null,null,null,null,null,null,null,null,null,null,null,null,null,null,null,null,null,null,null,null,null,null,null,null,null,null,null,null,null,null,null,null,null,null,null,null,null,null,null,null,null,null,null,null,null,null,null,null,null,null,null,null,null,null,null,7,"TCI HG7 Trap Filter",null,null,null,null,null,null,null,null,null,null,null,null,null,null,null,null,null,1]
[null,null,null,null,null,null,null,null,null,null,null,null,null,null,null,null,null,null,null,null,null,null,null,null,null,null,null,null,null,null,null,null,null,null,null,null,null,null,null,null,null,null,null,null,null,null,null,null,null,null,null,null,null,null,null,null,null,null,null,null,null,null,null,null,null,null,null,null,null,null,null,null,null,null,null,null,null,null,null,null,null,null,null,null,null,null,"%Zloop",0.1,0.5,1,2,3,4,5,6,7,8,10,12,14,18,21,100,1000,10000,1]
[null,null,null,null,null,null,null,null,null,null,null,null,null,null,null,null,null,null,null,null,null,null,null,null,null,null,null,null,null,null,null,null,null,null,null,null,null,null,null,null,null,null,null,null,null,null,null,null,null,null,null,null,null,null,null,null,null,null,null,null,null,null,null,null,null,null,null,null,null,null,null,null,null,null,null,null,null,null,null,null,null,null,null,null,null,null,"Kfactor",{"$f":"+(10000+SUMPRODUCT(CJ325:CJ364,$DB325:$DB364,CJ325:CJ364,$DB325:$DB364))/10000/CJ318^2","v":1.6589672963489732},{"$f":"+(10000+SUMPRODUCT(CK325:CK364,$DB325:$DB364,CK325:CK364,$DB325:$DB364))/10000/CK318^2","v":1.6198616425891619},1.5725391192934608,1.5014989981941158,1.4481408343024387,1.3939527810833692,1.3555270967219528,1.3191055023291143,1.2898550108030273,1.2636727921377797,1.2230699085715682,1.1882192550950315,1.161706068737399,1.1236309704305425,1.1019479492256137,1.1019479492256137,1.1019479492256137,1.1019479492256137]
[null,null,null,null,null,null,null,null,null,null,null,null,null,null,null,null,null,null,null,null,null,null,null,null,null,null,null,null,null,null,null,null,null,null,null,null,null,null,null,null,null,null,null,null,null,null,null,null,null,null,null,null,null,null,null,null,null,null,null,null,null,null,null,null,null,null,null,null,null,null,null,null,null,null,null,null,null,null,null,null,null,null,null,null,null,null,"%Ithd",{"$f":"+SQRT(SUMSQ(CJ325:CJ364))","v":10.507867381761388},{"$f":"+SQRT(SUMSQ(CK325:CK364))","v":10.207662904004655},9.7191359050934114,9.0318993412244009,8.4009851749219067,7.880581120429647,7.4299706597989283,7.0635671387905683,6.578149664744342,6.2273431408432192,5.6337909318419266,5.1398790797494485,4.7263311800788692,4.0642203223144673,3.6725527135420637,3.6725527135420637,3.6725527135420637,3.6725527135420637]
[null,null,null,null,null,null,null,null,null,null,null,null,null,null,null,null,null,null,null,null,null,null,null,null,null,null,null,null,null,null,null,null,null,null,null,null,null,null,null,null,null,null,null,null,null,null,null,null,null,null,null,null,null,null,null,null,null,null,null,null,null,null,null,null,null,null,null,null,null,null,null,null,null,null,null,null,null,null,null,null,null,null,null,null,null,null,"Irms/If",{"$f":"+SQRT(1+(CJ317/100)^2)","v":1.0055056079859865},{"$f":"+SQRT(1+(CK317/100)^2)","v":1.0051963182364823},1.0047119787651422,1.0040704758984804,1.0035226231585046,1.0031003717871743,1.002756424262915,1.0024915950133548,1.0021612671128224,1.0019371139245121,1.0015857227548577,1.0013200465862273,1.0011162872725519,1.0008255535720656,1.0006741549292528,1.0006741549292528,1.0006741549292528,1.0006741549292528]
[null,null,null,null,null,null,null,null,null,null,null,null,null,null,null,null,null,null,null,null,null,null,null,null,null,null,null,null,null,null,null,null,null,null,null,null,null,null,null,null,null,null,null,null,null,null,null,null,null,null,null,null,null,null,null,null,null,null,null,null,null,null,null,null,null,null,null,null,null,null,null,null,null,null,null,null,null,null,null,null,null,null,null,null,null,null,"Ih/If",{"$f":"+CJ317/100","v":0.10507867381761388},{"$f":"+CK317/100","v":0.10207662904004655},9.7191359050934109E-2,9.0318993412244003E-2,8.4009851749219072E-2,7.8805811204296472E-2,7.429970659798929E-2,7.0635671387905677E-2,6.5781496647443427E-2,6.2273431408432195E-2,5.6337909318419269E-2,5.1398790797494487E-2,4.7263311800788695E-2,4.0642203223144671E-2,3.6725527135420634E-2,3.6725527135420634E-2,3.6725527135420634E-2,3.6725527135420634E-2]
[null,null,null,null,null,null,null,null,null,null,null,null,null,null,null,null,null,null,null,null,null,null,null,null,null,null,null,null,null,null,null,null,null,null,null,null,null,null,null,null,null,null,null,null,null,null,null,null,null,null,null,null,null,null,null,null,null,null,null,null,null,null,null,null,null,null,null,null,null,null,null,null,null,null,null,null,null,null,null,null,null,null,null,null,null,null,"DispPF"]
[null,null,null,null,null,null,null,null,null,null,null,null,null,null,null,null,null,null,null,null,null,null,null,null,null,null,null,null,null,null,null,null,null,null,null,null,null,null,null,null,null,null,null,null,null,null,null,null,null,null,null,null,null,null,null,null,null,null,null,null,null,null,null,null,null,null,null,null,null,null,null,null,null,null,null,null,null,null,null,null,null,null,null,null,null,null,"ActPF"]
[null,null,null,null,null,null,null,null,null,null,null,null,null,null,null,null,null,null,null,null,null,null,null,null,null,null,null,null,null,null,null,null,null,null,null,null,null,null,null,null,null,null,null,null,null,null,null,null,null,null,null,null,null,null,null,null,null,null,null,null,null,null,null,null,null,null,null,null,null,null,null,null,null,null,null,null,null,null,null,null,null,null,null,null,null,null,"%Vthd"]
[null,null,null,null,null,null,null,null,null,null,null,null,null,null,null,null,null,null,null,null,null,null,null,null,null,null,null,null,null,null,null,null,null,null,null,null,null,null,null,null,null,null,null,null,null,null,null,null,null,null,null,null,null,null,null,null,null,null,null,null,null,null,null,null,null,null,null,null,null,null,null,null,null,null,null,null,null,null,null,null,null,null,null,null,null,null,"Vrms/Vs"]
[null,null,null,null,null,null,null,null,null,null,null,null,null,null,null,null,null,null,null,null,null,null,null,null,null,null,null,null,null,null,null,null,null,null,null,null,null,null,null,null,null,null,null,null,null,null,null,null,null,null,null,null,null,null,null,null,null,null,null,null,null,null,null,null,null,null,null,null,null,null,null,null,null,null,null,null,null,null,null,null,null,null,null,null,null,null,"Vbus/Vs",null,null,null,null,null,null,null,null,null,null,null,null,null,null,null,null,null,null,"H"]
[null,null,null,null,null,null,null,null,null,null,null,null,null,null,null,null,null,null,null,null,null,null,null,null,null,null,null,null,null,null,null,null,null,null,null,null,null,null,null,null,null,null,null,null,null,null,null,null,null,null,null,null,null,null,null,null,null,null,null,null,null,null,null,null,null,null,null,null,null,null,null,null,null,null,null,null,null,null,null,null,null,null,null,null,null,null,"%I2nd",{"$f":"+DD325*$DA$314","v":0.81460620157358732},{"$f":"+DE325*$DA$314","v":0.96905688272582002},{"$f":"+DF325*$DA$314","v":0.63633853434244092},{"$f":"+DG325*$DA$314","v":0.84801030082347195},{"$f":"+DH325*$DA$314","v":0.65319973218011618},{"$f":"+DI325*$DA$314","v":0.71620769221485847},{"$f":"+DJ325*$DA$314","v":0.84902747104591669},{"$f":"+DK325*$DA$314","v":1.3760641496259378},{"$f":"+DL325*$DA$314","v":0.71613880519027173},{"$f":"+DM325*$DA$314","v":0.63258271616825779},{"$f":"+DN325*$DA$314","v":0.33670210607619688},{"$f":"+DO325*$DA$314","v":0.13942655924569813},{"$f":"+DP325*$DA$314","v":1.4868525458210003E-2},{"$f":"+DQ325*$DA$314","v":1.1168161213823871E-2},{"$f":"+DR325*$DA$314","v":1.5355958112532922E-2},{"$f":"+DS325*$DA$314","v":1.5355958112532922E-2},{"$f":"+DT325*$DA$314","v":1.5355958112532922E-2},{"$f":"+DU325*$DA$314","v":1.5355958112532922E-2},2,null,0.81460620157358732,0.96905688272582002,0.63633853434244092,0.84801030082347195,0.65319973218011618,0.71620769221485847,0.84902747104591669,1.3760641496259378,0.71613880519027173,0.63258271616825779,0.33670210607619688,0.13942655924569813,1.4868525458210003E-2,1.1168161213823871E-2,1.5355958112532922E-2,1.5355958112532922E-2,1.5355958112532922E-2,1.5355958112532922E-2]
[null,null,null,null,null,null,null,null,null,null,null,null,null,null,null,null,null,null,null,null,null,null,null,null,null,null,null,null,null,null,null,null,null,null,null,null,null,null,null,null,null,null,null,null,null,null,null,null,null,null,null,null,null,null,null,null,null,null,null,null,null,null,null,null,null,null,null,null,null,null,null,null,null,null,null,null,null,null,null,null,null,null,null,null,null,null,"%I3rd",1.3946804109312467,1.4477162287581449,1.449254454603681,1.3602658908287124,1.2261308713053354,1.3473929611079007,1.3073463756752772,1.0885807896074939,1.0353377889869018,0.92881787024958495,0.79484902560285797,0.73197586411130644,0.68152744312010149,0.59542823823959989,0.55595838337386583,0.55595838337386583,0.55595838337386583,0.55595838337386583,3,null,1.3946804109312467,1.4477162287581449,1.449254454603681,1.3602658908287124,1.2261308713053354,1.3473929611079007,1.3073463756752772,1.0885807896074939,1.0353377889869018,0.92881787024958495,0.79484902560285797,0.73197586411130644,0.68152744312010149,0.59542823823959989,0.55595838337386583,0.55595838337386583,0.55595838337386583,0.55595838337386583]
[null,null,null,null,null,null,null,null,null,null,null,null,null,null,null,null,null,null,null,null,null,null,null,null,null,null,null,null,null,null,null,null,null,null,null,null,null,null,null,null,null,null,null,null,null,null,null,null,null,null,null,null,null,null,null,null,null,null,null,null,null,null,null,null,null,null,null,null,null,null,null,null,null,null,null,null,null,null,null,null,null,null,null,null,null,null,"%I4th",0.44026136024661072,0.50026514322537485,0.35292971839371873,0.3043683215349402,0.33004688909332658,0.48294925633161107,0.28208049144457298,0.50353520964556608,0.28890234584522739,0.26463486492666966,5.7096001479878929E-2,2.6000729563663491E-2,1.7327316387896478E-2,4.831170048750064E-3,4.9804611135337183E-3,4.9804611135337183E-3,4.9804611135337183E-3,4.9804611135337183E-3,4,null,0.44026136024661072,0.50026514322537485,0.35292971839371873,0.3043683215349402,0.33004688909332658,0.48294925633161107,0.28208049144457298,0.50353520964556608,0.28890234584522739,0.26463486492666966,5.7096001479878929E-2,2.6000729563663491E-2,1.7327316387896478E-2,4.831170048750064E-3,4.9804611135337183E-3,4.9804611135337183E-3,4.9804611135337183E-3,4.9804611135337183E-3]
[null,null,null,null,null,null,null,null,null,null,null,null,null,null,null,null,null,null,null,null,null,null,null,null,null,null,null,null,null,null,null,null,null,null,null,null,null,null,null,null,null,null,null,null,null,null,null,null,null,null,null,null,null,null,null,null,null,null,null,null,null,null,null,null,null,null,null,null,null,null,null,null,null,null,null,null,null,null,null,null,null,null,null,null,null,null,"%I5th",6.8940291204348787,6.721715320356207,6.2912376552566798,5.8632584733912818,5.3937521120764851,4.9990631840181354,4.670550207975583,4.2542372269598561,4.0211141815161398,3.8315451607260123,3.4995433671406979,3.1820279421458562,2.9179756328693207,2.4871033432496685,2.2448567004810287,2.2448567004810287,2.2448567004810287,2.2448567004810287,5,null,6.8940291204348787,6.721715320356207,6.2912376552566798,5.8632584733912818,5.3937521120764851,4.9990631840181354,4.670550207975583,4.2542372269598561,4.0211141815161398,3.8315451607260123,3.4995433671406979,3.1820279421458562,2.9179756328693207,2.4871033432496685,2.2448567004810287,2.2448567004810287,2.2448567004810287,2.2448567004810287]
[null,null,null,null,null,null,null,null,null,null,null,null,null,null,null,null,null,null,null,null,null,null,null,null,null,null,null,null,null,null,null,null,null,null,null,null,null,null,null,null,null,null,null,null,null,null,null,null,null,null,null,null,null,null,null,null,null,null,null,null,null,null,null,null,null,null,null,null,null,null,null,null,null,null,null,null,null,null,null,null,null,null,null,null,null,null,"%I6th",0.13349651631890255,2.7782281085818608E-2,7.6295390646619055E-2,2.5790349981057129E-2,4.1304494221122347E-2,8.8331827444245684E-2,0.16826003734717557,0.12102429488309033,0.11500502159867999,9.0155306419590076E-2,3.1661846062842856E-2,8.9694339186024014E-3,1.0918592949223586E-3,2.9072874070371203E-3,1.70042815140507E-3,1.70042815140507E-3,1.70042815140507E-3,1.70042815140507E-3,6,null,0.13349651631890255,2.7782281085818608E-2,7.6295390646619055E-2,2.5790349981057129E-2,4.1304494221122347E-2,8.8331827444245684E-2,0.16826003734717557,0.12102429488309033,0.11500502159867999,9.0155306419590076E-2,3.1661846062842856E-2,8.9694339186024014E-3,1.0918592949223586E-3,2.9072874070371203E-3,1.70042815140507E-3,1.70042815140507E-3,1.70042815140507E-3,1.70042815140507E-3]
[null,null,null,null,null,null,null,null,null,null,null,null,null,null,null,null,null,null,null,null,null,null,null,null,null,null,null,null,null,null,null,null,null,null,null,null,null,null,null,null,null,null,null,null,null,null,null,null,null,null,null,null,null,null,null,null,null,null,null,null,null,null,null,null,null,null,null,null,null,null,null,null,null,null,null,null,null,null,null,null,null,null,null,null,null,null,"%I7th",6.6760969455712331,6.3996765380104481,6.2148519116576564,5.6542661371387961,5.290412030597464,4.9197307591862938,4.62202757996066,4.4591532832290186,4.179622799717956,3.9213715476068498,3.5131306906017765,3.1909874264299618,2.9110488585511516,2.4657226950730426,2.1991939198695896,2.1991939198695896,2.1991939198695896,2.1991939198695896,7,null,6.6760969455712331,6.3996765380104481,6.2148519116576564,5.6542661371387961,5.290412030597464,4.9197307591862938,4.62202757996066,4.4591532832290186,4.179622799717956,3.9213715476068498,3.5131306906017765,3.1909874264299618,2.9110488585511516,2.4657226950730426,2.1991939198695896,2.1991939198695896,2.1991939198695896,2.1991939198695896]
[null,null,null,null,null,null,null,null,null,null,null,null,null,null,null,null,null,null,null,null,null,null,null,null,null,null,null,null,null,null,null,null,null,null,null,null,null,null,null,null,null,null,null,null,null,null,null,null,null,null,null,null,null,null,null,null,null,null,null,null,null,null,null,null,null,null,null,null,null,null,null,null,null,null,null,null,null,null,null,null,null,null,null,null,null,null,"%I8th",0.12503172538082599,9.4042983417178302E-2,7.350843869932179E-2,5.5900804978749351E-2,7.4711822035264802E-2,4.0864323313558368E-2,6.9182334446857424E-2,3.7419936515875968E-2,7.1608382272457416E-2,3.5248448007583789E-2,1.2432860159803692E-2,1.2995360163213296E-2,9.4478921938149565E-3,4.2618873155754276E-3,1.7398346773247789E-3,1.7398346773247789E-3,1.7398346773247789E-3,1.7398346773247789E-3,8,null,0.12503172538082599,9.4042983417178302E-2,7.350843869932179E-2,5.5900804978749351E-2,7.4711822035264802E-2,4.0864323313558368E-2,6.9182334446857424E-2,3.7419936515875968E-2,7.1608382272457416E-2,3.5248448007583789E-2,1.2432860159803692E-2,1.2995360163213296E-2,9.4478921938149565E-3,4.2618873155754276E-3,1.7398346773247789E-3,1.7398346773247789E-3,1.7398346773247789E-3,1.7398346773247789E-3]
[null,null,null,null,null,null,null,null,null,null,null,null,null,null,null,null,null,null,null,null,null,null,null,null,null,null,null,null,null,null,null,null,null,null,null,null,null,null,null,null,null,null,null,null,null,null,null,null,null,null,null,null,null,null,null,null,null,null,null,null,null,null,null,null,null,null,null,null,null,null,null,null,null,null,null,null,null,null,null,null,null,null,null,null,null,null,"%I9th",0.14800514561625297,0.1172567966088793,0.24614868703054735,0.10945334026342178,0.10607500446931899,0.10368250389659502,9.6874566221445177E-2,0.1316929174059695,0.13062948368821836,0.12621297607041917,0.10477320938952679,8.7953345863106949E-2,7.5013456806644757E-2,6.7526658543274873E-2,5.8738047763430598E-2,5.8738047763430598E-2,5.8738047763430598E-2,5.8738047763430598E-2,9,null,0.14800514561625297,0.1172567966088793,0.24614868703054735,0.10945334026342178,0.10607500446931899,0.10368250389659502,9.6874566221445177E-2,0.1316929174059695,0.13062948368821836,0.12621297607041917,0.10477320938952679,8.7953345863106949E-2,7.5013456806644757E-2,6.7526658543274873E-2,5.8738047763430598E-2,5.8738047763430598E-2,5.8738047763430598E-2,5.8738047763430598E-2]
[null,null,null,null,null,null,null,null,null,null,null,null,null,null,null,null,null,null,null,null,null,null,null,null,null,null,null,null,null,null,null,null,null,null,null,null,null,null,null,null,null,null,null,null,null,null,null,null,null,null,null,null,null,null,null,null,null,null,null,null,null,null,null,null,null,null,null,null,null,null,null,null,null,null,null,null,null,null,null,null,null,null,null,null,null,null,"%I10th",2.2134929324077939E-2,1.6958720960981125E-2,1.8318284707339802E-2,4.6333248175726661E-3,4.1408915961060307E-3,2.0255244958075479E-2,2.982401935017636E-2,2.8597611516032625E-2,2.2506187461105071E-2,1.1143552008559664E-2,2.692043745891002E-3,1.5918809400283708E-3,1.4160236364562477E-3,1.391190664791548E-3,2.3493271687608446E-4,2.3493271687608446E-4,2.3493271687608446E-4,2.3493271687608446E-4,10,null,2.2134929324077939E-2,1.6958720960981125E-2,1.8318284707339802E-2,4.6333248175726661E-3,4.1408915961060307E-3,2.0255244958075479E-2,2.982401935017636E-2,2.8597611516032625E-2,2.2506187461105071E-2,1.1143552008559664E-2,2.692043745891002E-3,1.5918809400283708E-3,1.4160236364562477E-3,1.391190664791548E-3,2.3493271687608446E-4,2.3493271687608446E-4,2.3493271687608446E-4,2.3493271687608446E-4]
[null,null,null,null,null,null,null,null,null,null,null,null,null,null,null,null,null,null,null,null,null,null,null,null,null,null,null,null,null,null,null,null,null,null,null,null,null,null,null,null,null,null,null,null,null,null,null,null,null,null,null,null,null,null,null,null,null,null,null,null,null,null,null,null,null,null,null,null,null,null,null,null,null,null,null,null,null,null,null,null,null,null,null,null,null,null,"%I11th",3.0620156157098197,3.0051196724764693,2.8348771243983211,2.7955190570897219,2.6669013080776303,2.5553967167824676,2.4515935403783913,2.311674152051685,2.2310183064702747,2.1536231520768343,2.0068431337775157,1.8808795140268713,1.7711946319328524,1.5915706978069526,1.4690800288406003,1.4690800288406003,1.4690800288406003,1.4690800288406003,11,null,3.0620156157098197,3.0051196724764693,2.8348771243983211,2.7955190570897219,2.6669013080776303,2.5553967167824676,2.4515935403783913,2.311674152051685,2.2310183064702747,2.1536231520768343,2.0068431337775157,1.8808795140268713,1.7711946319328524,1.5915706978069526,1.4690800288406003,1.4690800288406003,1.4690800288406003,1.4690800288406003]
[null,null,null,null,null,null,null,null,null,null,null,null,null,null,null,null,null,null,null,null,null,null,null,null,null,null,null,null,null,null,null,null,null,null,null,null,null,null,null,null,null,null,null,null,null,null,null,null,null,null,null,null,null,null,null,null,null,null,null,null,null,null,null,null,null,null,null,null,null,null,null,null,null,null,null,null,null,null,null,null,null,null,null,null,null,null,"%I12th",2.354427184183756E-2,2.0724013390383E-2,2.278333654575479E-2,4.5360230559407808E-3,7.8708135595932996E-3,1.4625496014538289E-2,1.2436160202831271E-2,4.4433199435537404E-2,3.8150050020328279E-2,3.4080813052558286E-2,1.1266882112176699E-2,1.2669713090370887E-3,2.8643558144977269E-3,2.4398474527230359E-3,1.3952403718523545E-3,1.3952403718523545E-3,1.3952403718523545E-3,1.3952403718523545E-3,12,null,2.354427184183756E-2,2.0724013390383E-2,2.278333654575479E-2,4.5360230559407808E-3,7.8708135595932996E-3,1.4625496014538289E-2,1.2436160202831271E-2,4.4433199435537404E-2,3.8150050020328279E-2,3.4080813052558286E-2,1.1266882112176699E-2,1.2669713090370887E-3,2.8643558144977269E-3,2.4398474527230359E-3,1.3952403718523545E-3,1.3952403718523545E-3,1.3952403718523545E-3,1.3952403718523545E-3]
[null,null,null,null,null,null,null,null,null,null,null,null,null,null,null,null,null,null,null,null,null,null,null,null,null,null,null,null,null,null,null,null,null,null,null,null,null,null,null,null,null,null,null,null,null,null,null,null,null,null,null,null,null,null,null,null,null,null,null,null,null,null,null,null,null,null,null,null,null,null,null,null,null,null,null,null,null,null,null,null,null,null,null,null,null,null,"%I13th",1.4191722959495825,1.3813459321893249,1.4463513193353754,1.2599289241432279,1.201249495970941,1.1270772328794727,1.0683169921105928,1.0640606691285179,1.0228983665574221,0.98778050293463715,0.91613104850821836,0.84336857435433077,0.78231579169328769,0.69412601287834874,0.63973499603871542,0.63973499603871542,0.63973499603871542,0.63973499603871542,13,null,1.4191722959495825,1.3813459321893249,1.4463513193353754,1.2599289241432279,1.201249495970941,1.1270772328794727,1.0683169921105928,1.0640606691285179,1.0228983665574221,0.98778050293463715,0.91613104850821836,0.84336857435433077,0.78231579169328769,0.69412601287834874,0.63973499603871542,0.63973499603871542,0.63973499603871542,0.63973499603871542]
[null,null,null,null,null,null,null,null,null,null,null,null,null,null,null,null,null,null,null,null,null,null,null,null,null,null,null,null,null,null,null,null,null,null,null,null,null,null,null,null,null,null,null,null,null,null,null,null,null,null,null,null,null,null,null,null,null,null,null,null,null,null,null,null,null,null,null,null,null,null,null,null,null,null,null,null,null,null,null,null,null,null,null,null,null,null,"%I14th",3.1640414206445797E-2,2.9826768099774234E-2,4.1646864115828006E-2,1.3251621659443422E-2,2.9357133794274945E-2,1.7050893164952289E-2,1.0588758690845286E-2,2.8115062049695265E-2,2.0021398284045287E-2,1.9339626231562348E-2,7.1578702214217188E-3,3.4942161559197845E-3,2.8419952302923511E-3,1.0472786250348709E-3,2.6300015327869576E-3,2.6300015327869576E-3,2.6300015327869576E-3,2.6300015327869576E-3,14,null,3.1640414206445797E-2,2.9826768099774234E-2,4.1646864115828006E-2,1.3251621659443422E-2,2.9357133794274945E-2,1.7050893164952289E-2,1.0588758690845286E-2,2.8115062049695265E-2,2.0021398284045287E-2,1.9339626231562348E-2,7.1578702214217188E-3,3.4942161559197845E-3,2.8419952302923511E-3,1.0472786250348709E-3,2.6300015327869576E-3,2.6300015327869576E-3,2.6300015327869576E-3,2.6300015327869576E-3]
[null,null,null,null,null,null,null,null,null,null,null,null,null,null,null,null,null,null,null,null,null,null,null,null,null,null,null,null,null,null,null,null,null,null,null,null,null,null,null,null,null,null,null,null,null,null,null,null,null,null,null,null,null,null,null,null,null,null,null,null,null,null,null,null,null,null,null,null,null,null,null,null,null,null,null,null,null,null,null,null,null,null,null,null,null,null,"%I15th",0.10476172989945204,8.1302478069772213E-2,0.10519995170862736,5.5462062389128909E-2,5.3275952047578262E-2,3.5008758044730408E-2,3.4931756357663241E-2,7.7288314497325747E-2,6.628191087798968E-2,5.5422139268703582E-2,5.321990049445495E-2,4.931753311515976E-2,4.4998645054278683E-2,3.570764381169212E-2,3.5211753122234637E-2,3.5211753122234637E-2,3.5211753122234637E-2,3.5211753122234637E-2,15,null,0.10476172989945204,8.1302478069772213E-2,0.10519995170862736,5.5462062389128909E-2,5.3275952047578262E-2,3.5008758044730408E-2,3.4931756357663241E-2,7.7288314497325747E-2,6.628191087798968E-2,5.5422139268703582E-2,5.321990049445495E-2,4.931753311515976E-2,4.4998645054278683E-2,3.570764381169212E-2,3.5211753122234637E-2,3.5211753122234637E-2,3.5211753122234637E-2,3.5211753122234637E-2]
[null,null,null,null,null,null,null,null,null,null,null,null,null,null,null,null,null,null,null,null,null,null,null,null,null,null,null,null,null,null,null,null,null,null,null,null,null,null,null,null,null,null,null,null,null,null,null,null,null,null,null,null,null,null,null,null,null,null,null,null,null,null,null,null,null,null,null,null,null,null,null,null,null,null,null,null,null,null,null,null,null,null,null,null,null,null,"%I16th",4.7288584194767572E-2,2.7468215374066986E-2,2.2691379147733316E-2,6.0119280078315494E-3,1.9163594092090567E-2,2.8185371310681044E-2,1.66145979595211E-2,2.5359367586361394E-2,2.0603732454313659E-2,2.2374921875435737E-2,8.5004053206000508E-3,1.7862954615532379E-3,2.0717066722892893E-3,1.680125688172976E-3,1.9945816554538674E-3,1.9945816554538674E-3,1.9945816554538674E-3,1.9945816554538674E-3,16,null,4.7288584194767572E-2,2.7468215374066986E-2,2.2691379147733316E-2,6.0119280078315494E-3,1.9163594092090567E-2,2.8185371310681044E-2,1.66145979595211E-2,2.5359367586361394E-2,2.0603732454313659E-2,2.2374921875435737E-2,8.5004053206000508E-3,1.7862954615532379E-3,2.0717066722892893E-3,1.680125688172976E-3,1.9945816554538674E-3,1.9945816554538674E-3,1.9945816554538674E-3,1.9945816554538674E-3]
[null,null,null,null,null,null,null,null,null,null,null,null,null,null,null,null,null,null,null,null,null,null,null,null,null,null,null,null,null,null,null,null,null,null,null,null,null,null,null,null,null,null,null,null,null,null,null,null,null,null,null,null,null,null,null,null,null,null,null,null,null,null,null,null,null,null,null,null,null,null,null,null,null,null,null,null,null,null,null,null,null,null,null,null,null,null,"%I17th",{"$f":"+DD340*$DA$314","v":1.4358259235981967},{"$f":"+DE340*$DA$314","v":1.3770325016002827},{"$f":"+DF340*$DA$314","v":1.2601237120752393},{"$f":"+DG340*$DA$314","v":1.2418462696023176},{"$f":"+DH340*$DA$314","v":1.1836725761159763},{"$f":"+DI340*$DA$314","v":1.0990954594923481},{"$f":"+DJ340*$DA$314","v":1.0486020797099047},{"$f":"+DK340*$DA$314","v":0.97405037210033341},{"$f":"+DL340*$DA$314","v":0.93127513088258418},{"$f":"+DM340*$DA$314","v":0.89301042444574963},{"$f":"+DN340*$DA$314","v":0.83728759542850606},{"$f":"+DO340*$DA$314","v":0.77831792105650954},{"$f":"+DP340*$DA$314","v":0.72894550361067711},{"$f":"+DQ340*$DA$314","v":0.64324137681961147},{"$f":"+DR340*$DA$314","v":0.58908141635010525},{"$f":"+DS340*$DA$314","v":0.58908141635010525},{"$f":"+DT340*$DA$314","v":0.58908141635010525},0.58908141635010525,17,null,1.4358259235981967,1.3770325016002827,1.2601237120752393,1.2418462696023176,1.1836725761159763,1.0990954594923481,1.0486020797099047,0.97405037210033341,0.93127513088258418,0.89301042444574963,0.83728759542850606,0.77831792105650954,0.72894550361067711,0.64324137681961147,0.58908141635010525,0.58908141635010525,0.58908141635010525,0.58908141635010525]
[null,null,null,null,null,null,null,null,null,null,null,null,null,null,null,null,null,null,null,null,null,null,null,null,null,null,null,null,null,null,null,null,null,null,null,null,null,null,null,null,null,null,null,null,null,null,null,null,null,null,null,null,null,null,null,null,null,null,null,null,null,null,null,null,null,null,null,null,null,null,null,null,null,null,null,null,null,null,null,null,null,null,null,null,null,null,"%I18th",3.2999050626716542E-2,8.156946097366299E-3,1.6007200124413722E-2,3.9634702930458803E-3,4.3316534686826383E-3,1.8950826956351127E-2,2.3638934640187941E-2,2.0774911191047782E-2,1.70180056684586E-2,3.9697342695550154E-3,9.0081157340892084E-3,3.2661766891587938E-3,1.2150597066261115E-3,1.0422861974389893E-3,7.5533781637194175E-4,7.5533781637194175E-4,7.5533781637194175E-4,7.5533781637194175E-4,18,null,3.2999050626716542E-2,8.156946097366299E-3,1.6007200124413722E-2,3.9634702930458803E-3,4.3316534686826383E-3,1.8950826956351127E-2,2.3638934640187941E-2,2.0774911191047782E-2,1.70180056684586E-2,3.9697342695550154E-3,9.0081157340892084E-3,3.2661766891587938E-3,1.2150597066261115E-3,1.0422861974389893E-3,7.5533781637194175E-4,7.5533781637194175E-4,7.5533781637194175E-4,7.5533781637194175E-4]
[null,null,null,null,null,null,null,null,null,null,null,null,null,null,null,null,null,null,null,null,null,null,null,null,null,null,null,null,null,null,null,null,null,null,null,null,null,null,null,null,null,null,null,null,null,null,null,null,null,null,null,null,null,null,null,null,null,null,null,null,null,null,null,null,null,null,null,null,null,null,null,null,null,null,null,null,null,null,null,null,null,null,null,null,null,null,"%I19th",0.83178904137136089,0.81681394652833295,0.81049364307051985,0.7636726961117879,0.74061275205174726,0.70959575167514277,0.69084308506864189,0.68840623101917042,0.66185847828552458,0.63472015988618147,0.59235189529068644,0.55119818301524537,0.51650336887473147,0.45726235235300056,0.42152055167633634,0.42152055167633634,0.42152055167633634,0.42152055167633634,19,null,0.83178904137136089,0.81681394652833295,0.81049364307051985,0.7636726961117879,0.74061275205174726,0.70959575167514277,0.69084308506864189,0.68840623101917042,0.66185847828552458,0.63472015988618147,0.59235189529068644,0.55119818301524537,0.51650336887473147,0.45726235235300056,0.42152055167633634,0.42152055167633634,0.42152055167633634,0.42152055167633634]
[null,null,null,null,null,null,null,null,null,null,null,null,null,null,null,null,null,null,null,null,null,null,null,null,null,null,null,null,null,null,null,null,null,null,null,null,null,null,null,null,null,null,null,null,null,null,null,null,null,null,null,null,null,null,null,null,null,null,null,null,null,null,null,null,null,null,null,null,null,null,null,null,null,null,null,null,null,null,null,null,null,null,null,null,null,null,"%I20th",4.3858209035610468E-2,2.2565446325900219E-2,2.6484240335422394E-2,1.0916313068516693E-2,1.7814964159150591E-2,2.6089147042773479E-2,1.922123549248933E-2,1.232881645133263E-2,1.1590534916892633E-2,7.9274317461448581E-3,4.292694279637941E-3,3.9989935149284915E-3,1.8724067365219561E-3,8.3724913401086846E-4,4.2163123541703868E-4,4.2163123541703868E-4,4.2163123541703868E-4,4.2163123541703868E-4,20,null,4.3858209035610468E-2,2.2565446325900219E-2,2.6484240335422394E-2,1.0916313068516693E-2,1.7814964159150591E-2,2.6089147042773479E-2,1.922123549248933E-2,1.232881645133263E-2,1.1590534916892633E-2,7.9274317461448581E-3,4.292694279637941E-3,3.9989935149284915E-3,1.8724067365219561E-3,8.3724913401086846E-4,4.2163123541703868E-4,4.2163123541703868E-4,4.2163123541703868E-4,4.2163123541703868E-4]
[null,null,null,null,null,null,null,null,null,null,null,null,null,null,null,null,null,null,null,null,null,null,null,null,null,null,null,null,null,null,null,null,null,null,null,null,null,null,null,null,null,null,null,null,null,null,null,null,null,null,null,null,null,null,null,null,null,null,null,null,null,null,null,null,null,null,null,null,null,null,null,null,null,null,null,null,null,null,null,null,null,null,null,null,null,null,"%I21th",1.8620532461275756E-2,3.7237118957073288E-2,9.9002386969371275E-2,3.6999168724250263E-2,2.3806930481961391E-2,3.2551080360755845E-2,2.9955123590195084E-2,4.9308085023783969E-2,4.8879609089541816E-2,4.6846331973724918E-2,4.1317753510764096E-2,3.5671680413595259E-2,3.0637518613480193E-2,2.743175737614701E-2,2.5728477092684509E-2,2.5728477092684509E-2,2.5728477092684509E-2,2.5728477092684509E-2,21,null,1.8620532461275756E-2,3.7237118957073288E-2,9.9002386969371275E-2,3.6999168724250263E-2,2.3806930481961391E-2,3.2551080360755845E-2,2.9955123590195084E-2,4.9308085023783969E-2,4.8879609089541816E-2,4.6846331973724918E-2,4.1317753510764096E-2,3.5671680413595259E-2,3.0637518613480193E-2,2.743175737614701E-2,2.5728477092684509E-2,2.5728477092684509E-2,2.5728477092684509E-2,2.5728477092684509E-2]
[null,null,null,null,null,null,null,null,null,null,null,null,null,null,null,null,null,null,null,null,null,null,null,null,null,null,null,null,null,null,null,null,null,null,null,null,null,null,null,null,null,null,null,null,null,null,null,null,null,null,null,null,null,null,null,null,null,null,null,null,null,null,null,null,null,null,null,null,null,null,null,null,null,null,null,null,null,null,null,null,null,null,null,null,null,null,"%I22th",2.8702948502041074E-2,1.4493401827389599E-2,2.0819460765649639E-2,7.3817591206178559E-3,1.0747428012295076E-2,7.4358082281187907E-3,1.358340919110591E-2,1.8492164906447263E-2,1.3632010661511151E-2,1.3562447557526176E-2,3.851984523383751E-3,8.9160826873904068E-4,1.1659145171363204E-3,1.5064538123382388E-3,1.0547586535413046E-4,1.0547586535413046E-4,1.0547586535413046E-4,1.0547586535413046E-4,22,null,2.8702948502041074E-2,1.4493401827389599E-2,2.0819460765649639E-2,7.3817591206178559E-3,1.0747428012295076E-2,7.4358082281187907E-3,1.358340919110591E-2,1.8492164906447263E-2,1.3632010661511151E-2,1.3562447557526176E-2,3.851984523383751E-3,8.9160826873904068E-4,1.1659145171363204E-3,1.5064538123382388E-3,1.0547586535413046E-4,1.0547586535413046E-4,1.0547586535413046E-4,1.0547586535413046E-4]
[null,null,null,null,null,null,null,null,null,null,null,null,null,null,null,null,null,null,null,null,null,null,null,null,null,null,null,null,null,null,null,null,null,null,null,null,null,null,null,null,null,null,null,null,null,null,null,null,null,null,null,null,null,null,null,null,null,null,null,null,null,null,null,null,null,null,null,null,null,null,null,null,null,null,null,null,null,null,null,null,null,null,null,null,null,null,"%I23th",0.72007683604648909,0.70378979302832512,0.65925851790009626,0.63056293303890876,0.58856707581038059,0.55787458902310216,0.52821531505817021,0.46344663294808397,0.44290332995093096,0.42098528573495286,0.3821145265167204,0.34579596039505395,0.31782287993285491,0.27668021017913136,0.25011402045911679,0.25011402045911679,0.25011402045911679,0.25011402045911679,23,null,0.72007683604648909,0.70378979302832512,0.65925851790009626,0.63056293303890876,0.58856707581038059,0.55787458902310216,0.52821531505817021,0.46344663294808397,0.44290332995093096,0.42098528573495286,0.3821145265167204,0.34579596039505395,0.31782287993285491,0.27668021017913136,0.25011402045911679,0.25011402045911679,0.25011402045911679,0.25011402045911679]
[null,null,null,null,null,null,null,null,null,null,null,null,null,null,null,null,null,null,null,null,null,null,null,null,null,null,null,null,null,null,null,null,null,null,null,null,null,null,null,null,null,null,null,null,null,null,null,null,null,null,null,null,null,null,null,null,null,null,null,null,null,null,null,null,null,null,null,null,null,null,null,null,null,null,null,null,null,null,null,null,null,null,null,null,null,null,"%I24th",2.008692479009511E-2,7.6411832917715507E-3,1.1165144733737515E-2,2.3125992227608137E-4,3.2291394915398607E-3,7.5748780989834145E-3,7.501112573259249E-3,1.2684711535598241E-2,9.6866303423203803E-3,1.0522285600148352E-2,7.2696410040420118E-3,1.2552527859549325E-3,8.7683131757938532E-4,3.235446934747867E-4,5.0439172253617388E-4,5.0439172253617388E-4,5.0439172253617388E-4,5.0439172253617388E-4,24,null,2.008692479009511E-2,7.6411832917715507E-3,1.1165144733737515E-2,2.3125992227608137E-4,3.2291394915398607E-3,7.5748780989834145E-3,7.501112573259249E-3,1.2684711535598241E-2,9.6866303423203803E-3,1.0522285600148352E-2,7.2696410040420118E-3,1.2552527859549325E-3,8.7683131757938532E-4,3.235446934747867E-4,5.0439172253617388E-4,5.0439172253617388E-4,5.0439172253617388E-4,5.0439172253617388E-4]
[null,null,null,null,null,null,null,null,null,null,null,null,null,null,null,null,null,null,null,null,null,null,null,null,null,null,null,null,null,null,null,null,null,null,null,null,null,null,null,null,null,null,null,null,null,null,null,null,null,null,null,null,null,null,null,null,null,null,null,null,null,null,null,null,null,null,null,null,null,null,null,null,null,null,null,null,null,null,null,null,null,null,null,null,null,null,"%I25th",0.51257115508862161,0.51530327327132097,0.54032609119112207,0.48671676971130562,0.47117039223696422,0.44735296192451873,0.43119468577663134,0.41807125282469432,0.40779870110140526,0.39698534087362214,0.37136799319219072,0.33967902024204627,0.31362460428166083,0.27384663328258618,0.24474419864811398,0.24474419864811398,0.24474419864811398,0.24474419864811398,25,null,0.51257115508862161,0.51530327327132097,0.54032609119112207,0.48671676971130562,0.47117039223696422,0.44735296192451873,0.43119468577663134,0.41807125282469432,0.40779870110140526,0.39698534087362214,0.37136799319219072,0.33967902024204627,0.31362460428166083,0.27384663328258618,0.24474419864811398,0.24474419864811398,0.24474419864811398,0.24474419864811398]
[null,null,null,null,null,null,null,null,null,null,null,null,null,null,null,null,null,null,null,null,null,null,null,null,null,null,null,null,null,null,null,null,null,null,null,null,null,null,null,null,null,null,null,null,null,null,null,null,null,null,null,null,null,null,null,null,null,null,null,null,null,null,null,null,null,null,null,null,null,null,null,null,null,null,null,null,null,null,null,null,null,null,null,null,null,null,"%I26th",5.635289826125464E-3,1.2160946059625887E-3,5.9040135532424593E-3,7.0059461408582486E-3,7.1639746951098551E-3,6.3937942984549573E-3,1.1143594602055796E-2,1.3127542206150202E-2,8.1129675429672098E-3,7.2788267208271414E-3,4.4503258049029418E-3,2.4588474772420971E-3,2.319899414925886E-3,8.030744518633501E-4,7.4309684465688757E-4,7.4309684465688757E-4,7.4309684465688757E-4,7.4309684465688757E-4,26,null,5.635289826125464E-3,1.2160946059625887E-3,5.9040135532424593E-3,7.0059461408582486E-3,7.1639746951098551E-3,6.3937942984549573E-3,1.1143594602055796E-2,1.3127542206150202E-2,8.1129675429672098E-3,7.2788267208271414E-3,4.4503258049029418E-3,2.4588474772420971E-3,2.319899414925886E-3,8.030744518633501E-4,7.4309684465688757E-4,7.4309684465688757E-4,7.4309684465688757E-4,7.4309684465688757E-4]
[null,null,null,null,null,null,null,null,null,null,null,null,null,null,null,null,null,null,null,null,null,null,null,null,null,null,null,null,null,null,null,null,null,null,null,null,null,null,null,null,null,null,null,null,null,null,null,null,null,null,null,null,null,null,null,null,null,null,null,null,null,null,null,null,null,null,null,null,null,null,null,null,null,null,null,null,null,null,null,null,null,null,null,null,null,null,"%I27th",4.9303232689990317E-2,4.2198584571453125E-2,5.9757998731862862E-2,3.0871516091823172E-2,2.5799141690709758E-2,2.0720083216472271E-2,2.2253880647175327E-2,4.5792285085520884E-2,3.8707548591832557E-2,3.3916789871204972E-2,3.3069166020832104E-2,2.9426674083381663E-2,2.6234302980674855E-2,2.1462161175241388E-2,2.0425614062194258E-2,2.0425614062194258E-2,2.0425614062194258E-2,2.0425614062194258E-2,27,null,4.9303232689990317E-2,4.2198584571453125E-2,5.9757998731862862E-2,3.0871516091823172E-2,2.5799141690709758E-2,2.0720083216472271E-2,2.2253880647175327E-2,4.5792285085520884E-2,3.8707548591832557E-2,3.3916789871204972E-2,3.3069166020832104E-2,2.9426674083381663E-2,2.6234302980674855E-2,2.1462161175241388E-2,2.0425614062194258E-2,2.0425614062194258E-2,2.0425614062194258E-2,2.0425614062194258E-2]
[null,null,null,null,null,null,null,null,null,null,null,null,null,null,null,null,null,null,null,null,null,null,null,null,null,null,null,null,null,null,null,null,null,null,null,null,null,null,null,null,null,null,null,null,null,null,null,null,null,null,null,null,null,null,null,null,null,null,null,null,null,null,null,null,null,null,null,null,null,null,null,null,null,null,null,null,null,null,null,null,null,null,null,null,null,null,"%I28th",1.3244071667930808E-2,1.0823232047105143E-2,8.4512615806791695E-3,4.6251421127783843E-3,8.2239899475297657E-3,1.1054809237338779E-2,1.0576360904807285E-2,8.6564352245067991E-3,8.7209353108591275E-3,6.728885625120317E-3,4.2199847308022039E-3,4.4505604531304356E-4,8.4425935901800237E-4,6.9101899721272879E-4,4.9414820199495215E-4,4.9414820199495215E-4,4.9414820199495215E-4,4.9414820199495215E-4,28,null,1.3244071667930808E-2,1.0823232047105143E-2,8.4512615806791695E-3,4.6251421127783843E-3,8.2239899475297657E-3,1.1054809237338779E-2,1.0576360904807285E-2,8.6564352245067991E-3,8.7209353108591275E-3,6.728885625120317E-3,4.2199847308022039E-3,4.4505604531304356E-4,8.4425935901800237E-4,6.9101899721272879E-4,4.9414820199495215E-4,4.9414820199495215E-4,4.9414820199495215E-4,4.9414820199495215E-4]
[null,null,null,null,null,null,null,null,null,null,null,null,null,null,null,null,null,null,null,null,null,null,null,null,null,null,null,null,null,null,null,null,null,null,null,null,null,null,null,null,null,null,null,null,null,null,null,null,null,null,null,null,null,null,null,null,null,null,null,null,null,null,null,null,null,null,null,null,null,null,null,null,null,null,null,null,null,null,null,null,null,null,null,null,null,null,"%I29th",0.41435999399352047,0.39433973954888318,0.34007870809213575,0.34644448553908097,0.33314602730229825,0.29558543441160184,0.27852382408505838,0.25164308201514729,0.23875953275548045,0.22555501792953836,0.21257266544740863,0.19244816837779577,0.17841812853536021,0.16016159591710535,0.14770258775976156,0.14770258775976156,0.14770258775976156,0.14770258775976156,29,null,0.41435999399352047,0.39433973954888318,0.34007870809213575,0.34644448553908097,0.33314602730229825,0.29558543441160184,0.27852382408505838,0.25164308201514729,0.23875953275548045,0.22555501792953836,0.21257266544740863,0.19244816837779577,0.17841812853536021,0.16016159591710535,0.14770258775976156,0.14770258775976156,0.14770258775976156,0.14770258775976156]
[null,null,null,null,null,null,null,null,null,null,null,null,null,null,null,null,null,null,null,null,null,null,null,null,null,null,null,null,null,null,null,null,null,null,null,null,null,null,null,null,null,null,null,null,null,null,null,null,null,null,null,null,null,null,null,null,null,null,null,null,null,null,null,null,null,null,null,null,null,null,null,null,null,null,null,null,null,null,null,null,null,null,null,null,null,null,"%I30th",1.4120372171553031E-2,6.6397618258273476E-3,7.7405274500650031E-3,2.271914228443354E-3,3.8287409056982345E-3,1.0927363652270261E-2,1.6388221966570221E-2,5.9021257248181294E-3,5.6100763978624395E-3,1.4045182152324664E-3,6.0069426106750742E-3,1.3178117569657023E-3,7.7794519621426667E-4,1.0183704318385864E-3,5.2748506801638046E-4,5.2748506801638046E-4,5.2748506801638046E-4,5.2748506801638046E-4,30,null,1.4120372171553031E-2,6.6397618258273476E-3,7.7405274500650031E-3,2.271914228443354E-3,3.8287409056982345E-3,1.0927363652270261E-2,1.6388221966570221E-2,5.9021257248181294E-3,5.6100763978624395E-3,1.4045182152324664E-3,6.0069426106750742E-3,1.3178117569657023E-3,7.7794519621426667E-4,1.0183704318385864E-3,5.2748506801638046E-4,5.2748506801638046E-4,5.2748506801638046E-4,5.2748506801638046E-4]
[null,null,null,null,null,null,null,null,null,null,null,null,null,null,null,null,null,null,null,null,null,null,null,null,null,null,null,null,null,null,null,null,null,null,null,null,null,null,null,null,null,null,null,null,null,null,null,null,null,null,null,null,null,null,null,null,null,null,null,null,null,null,null,null,null,null,null,null,null,null,null,null,null,null,null,null,null,null,null,null,null,null,null,null,null,null,"%I31th",0.355555333361531,0.33749573346514478,0.34129104648699082,0.29992335017237437,0.29157627102394906,0.26361572749344231,0.25626830666696793,0.26260744893278415,0.25032489557471793,0.2358234948076485,0.21703104656974259,0.19630120051605268,0.18029801635199774,0.1538909141255263,0.13552103294043513,0.13552103294043513,0.13552103294043513,0.13552103294043513,31,null,0.355555333361531,0.33749573346514478,0.34129104648699082,0.29992335017237437,0.29157627102394906,0.26361572749344231,0.25626830666696793,0.26260744893278415,0.25032489557471793,0.2358234948076485,0.21703104656974259,0.19630120051605268,0.18029801635199774,0.1538909141255263,0.13552103294043513,0.13552103294043513,0.13552103294043513,0.13552103294043513]
[null,null,null,null,null,null,null,null,null,null,null,null,null,null,null,null,null,null,null,null,null,null,null,null,null,null,null,null,null,null,null,null,null,null,null,null,null,null,null,null,null,null,null,null,null,null,null,null,null,null,null,null,null,null,null,null,null,null,null,null,null,null,null,null,null,null,null,null,null,null,null,null,null,null,null,null,null,null,null,null,null,null,null,null,null,null,"%I32th",2.2830378381860306E-2,1.1126745267152334E-2,9.5058836287795923E-3,6.5519379386272496E-3,9.2426365175407484E-3,1.3249159184922527E-2,1.2736947581131081E-2,5.9869668881972335E-3,8.1790716982494439E-3,4.3591048425062713E-3,2.4697356847860584E-3,2.4022907966954866E-3,5.8690893382750808E-4,9.5212618199898535E-5,1.3900486399834727E-3,1.3900486399834727E-3,1.3900486399834727E-3,1.3900486399834727E-3,32,null,2.2830378381860306E-2,1.1126745267152334E-2,9.5058836287795923E-3,6.5519379386272496E-3,9.2426365175407484E-3,1.3249159184922527E-2,1.2736947581131081E-2,5.9869668881972335E-3,8.1790716982494439E-3,4.3591048425062713E-3,2.4697356847860584E-3,2.4022907966954866E-3,5.8690893382750808E-4,9.5212618199898535E-5,1.3900486399834727E-3,1.3900486399834727E-3,1.3900486399834727E-3,1.3900486399834727E-3]
[null,null,null,null,null,null,null,null,null,null,null,null,null,null,null,null,null,null,null,null,null,null,null,null,null,null,null,null,null,null,null,null,null,null,null,null,null,null,null,null,null,null,null,null,null,null,null,null,null,null,null,null,null,null,null,null,null,null,null,null,null,null,null,null,null,null,null,null,null,null,null,null,null,null,null,null,null,null,null,null,null,null,null,null,null,null,"%I33rd",2.1894501539621698E-2,2.8735589381004175E-2,6.3058453689604901E-2,2.9564122750900063E-2,2.0596039962360337E-2,2.949253710209097E-2,2.7466613882314011E-2,3.3043603922746932E-2,3.2913643984623438E-2,3.2097772632013119E-2,2.7612868748387219E-2,2.3465658259944601E-2,2.0090527574499022E-2,1.7342119785863433E-2,1.7174415081838146E-2,1.7174415081838146E-2,1.7174415081838146E-2,1.7174415081838146E-2,33,null,2.1894501539621698E-2,2.8735589381004175E-2,6.3058453689604901E-2,2.9564122750900063E-2,2.0596039962360337E-2,2.949253710209097E-2,2.7466613882314011E-2,3.3043603922746932E-2,3.2913643984623438E-2,3.2097772632013119E-2,2.7612868748387219E-2,2.3465658259944601E-2,2.0090527574499022E-2,1.7342119785863433E-2,1.7174415081838146E-2,1.7174415081838146E-2,1.7174415081838146E-2,1.7174415081838146E-2]
[null,null,null,null,null,null,null,null,null,null,null,null,null,null,null,null,null,null,null,null,null,null,null,null,null,null,null,null,null,null,null,null,null,null,null,null,null,null,null,null,null,null,null,null,null,null,null,null,null,null,null,null,null,null,null,null,null,null,null,null,null,null,null,null,null,null,null,null,null,null,null,null,null,null,null,null,null,null,null,null,null,null,null,null,null,null,"%I35th",0.25691954250765536,0.2515718988550138,0.22608108956643486,0.23201379017380722,0.22427615440195095,0.21846117786171892,0.21206581972883964,0.17922374328588517,0.17897837369735864,0.17302380250636606,0.1610598895594324,0.14644676612227631,0.13746009349235616,0.12628022731024807,0.11805946155675223,0.11805946155675223,0.11805946155675223,0.11805946155675223,35,null,0.25691954250765536,0.2515718988550138,0.22608108956643486,0.23201379017380722,0.22427615440195095,0.21846117786171892,0.21206581972883964,0.17922374328588517,0.17897837369735864,0.17302380250636606,0.1610598895594324,0.14644676612227631,0.13746009349235616,0.12628022731024807,0.11805946155675223,0.11805946155675223,0.11805946155675223,0.11805946155675223]
[null,null,null,null,null,null,null,null,null,null,null,null,null,null,null,null,null,null,null,null,null,null,null,null,null,null,null,null,null,null,null,null,null,null,null,null,null,null,null,null,null,null,null,null,null,null,null,null,null,null,null,null,null,null,null,null,null,null,null,null,null,null,null,null,null,null,null,null,null,null,null,null,null,null,null,null,null,null,null,null,null,null,null,null,null,null,"%I37th",0.20730821357787285,0.20628011332934981,0.22483390274548884,0.1872826352411881,0.17910835682016643,0.1667877662539918,0.15834739785736623,0.1490667338446898,0.14673151862548461,0.14270256814455048,0.13507196232455518,0.1217428793711427,0.11331865820795575,0.1020929511437948,9.0632870949104688E-2,9.0632870949104688E-2,9.0632870949104688E-2,9.0632870949104688E-2,37,null,0.20730821357787285,0.20628011332934981,0.22483390274548884,0.1872826352411881,0.17910835682016643,0.1667877662539918,0.15834739785736623,0.1490667338446898,0.14673151862548461,0.14270256814455048,0.13507196232455518,0.1217428793711427,0.11331865820795575,0.1020929511437948,9.0632870949104688E-2,9.0632870949104688E-2,9.0632870949104688E-2,9.0632870949104688E-2]
[null,null,null,null,null,null,null,null,null,null,null,null,null,null,null,null,null,null,null,null,null,null,null,null,null,null,null,null,null,null,null,null,null,null,null,null,null,null,null,null,null,null,null,null,null,null,null,null,null,null,null,null,null,null,null,null,null,null,null,null,null,null,null,null,null,null,null,null,null,null,null,null,null,null,null,null,null,null,null,null,null,null,null,null,null,null,"%I39th",3.5803759059053142E-2,3.0473900967527185E-2,4.6924603640326627E-2,2.3695751937440404E-2,2.2148521754648352E-2,1.3357210554723454E-2,1.1985178077917694E-2,3.3840329808297952E-2,2.7435925691454123E-2,2.4167957352541819E-2,2.2672257750758866E-2,1.9805736333059574E-2,1.7147666637104372E-2,1.423085311150908E-2,1.3365124181996287E-2,1.3365124181996287E-2,1.3365124181996287E-2,1.3365124181996287E-2,39,null,3.5803759059053142E-2,3.0473900967527185E-2,4.6924603640326627E-2,2.3695751937440404E-2,2.2148521754648352E-2,1.3357210554723454E-2,1.1985178077917694E-2,3.3840329808297952E-2,2.7435925691454123E-2,2.4167957352541819E-2,2.2672257750758866E-2,1.9805736333059574E-2,1.7147666637104372E-2,1.423085311150908E-2,1.3365124181996287E-2,1.3365124181996287E-2,1.3365124181996287E-2,1.3365124181996287E-2]
[null,null,null,null,null,null,null,null,null,null,null,null,null,null,null,null,null,null,null,null,null,null,null,null,null,null,null,null,null,null,null,null,null,null,null,null,null,null,null,null,null,null,null,null,null,null,null,null,null,null,null,null,null,null,null,null,null,null,null,null,null,null,null,null,null,null,null,null,null,null,null,null,null,null,null,null,null,null,null,null,null,null,null,null,null,null,"%I41th",0.20220850735443449,0.20085521818616792,0.16903396913730803,0.186780738764589,0.18536866289468923,0.16363423746655648,0.15671900069451536,0.1421839689952033,0.13677436501410378,0.1300729519616973,0.12584793369239194,0.1142585852431741,0.10821451689980648,0.10003703111560754,8.8233497432813474E-2,8.8233497432813474E-2,8.8233497432813474E-2,8.8233497432813474E-2,41,null,0.20220850735443449,0.20085521818616792,0.16903396913730803,0.186780738764589,0.18536866289468923,0.16363423746655648,0.15671900069451536,0.1421839689952033,0.13677436501410378,0.1300729519616973,0.12584793369239194,0.1142585852431741,0.10821451689980648,0.10003703111560754,8.8233497432813474E-2,8.8233497432813474E-2,8.8233497432813474E-2,8.8233497432813474E-2]
[null,null,null,null,null,null,null,null,null,null,null,null,null,null,null,null,null,null,null,null,null,null,null,null,null,null,null,null,null,null,null,null,null,null,null,null,null,null,null,null,null,null,null,null,null,null,null,null,null,null,null,null,null,null,null,null,null,null,null,null,null,null,null,null,null,null,null,null,null,null,null,null,null,null,null,null,null,null,null,null,null,null,null,null,null,null,"%I43th",0.14787652702700466,0.14010959573440165,0.15535289417630016,0.12071593237936525,0.12259221950977783,0.10254051700435483,0.10326282897981492,0.11490954939847049,0.11198133661930598,0.10619812775514402,0.10461956720290924,9.7575133462799557E-2,9.2326020151579993E-2,8.0447902499485288E-2,6.9482704181327501E-2,6.9482704181327501E-2,6.9482704181327501E-2,6.9482704181327501E-2,43,null,0.14787652702700466,0.14010959573440165,0.15535289417630016,0.12071593237936525,0.12259221950977783,0.10254051700435483,0.10326282897981492,0.11490954939847049,0.11198133661930598,0.10619812775514402,0.10461956720290924,9.7575133462799557E-2,9.2326020151579993E-2,8.0447902499485288E-2,6.9482704181327501E-2,6.9482704181327501E-2,6.9482704181327501E-2,6.9482704181327501E-2]
[null,null,null,null,null,null,null,null,null,null,null,null,null,null,null,null,null,null,null,null,null,null,null,null,null,null,null,null,null,null,null,null,null,null,null,null,null,null,null,null,null,null,null,null,null,null,null,null,null,null,null,null,null,null,null,null,null,null,null,null,null,null,null,null,null,null,null,null,null,null,null,null,null,null,null,null,null,null,null,null,null,null,null,null,null,null,"%I45th",2.7330401540968618E-2,2.467876480655035E-2,4.1749511570437721E-2,2.0236260398640588E-2,1.490772447146586E-2,2.0735006467862416E-2,1.898731994940436E-2,2.1430766289921268E-2,2.1413280611772556E-2,2.2161158925632359E-2,1.9134388047582523E-2,1.6118037167934963E-2,1.3772447638153848E-2,1.1048659675723835E-2,1.1642083813557113E-2,1.1642083813557113E-2,1.1642083813557113E-2,1.1642083813557113E-2,45,null,2.7330401540968618E-2,2.467876480655035E-2,4.1749511570437721E-2,2.0236260398640588E-2,1.490772447146586E-2,2.0735006467862416E-2,1.898731994940436E-2,2.1430766289921268E-2,2.1413280611772556E-2,2.2161158925632359E-2,1.9134388047582523E-2,1.6118037167934963E-2,1.3772447638153848E-2,1.1048659675723835E-2,1.1642083813557113E-2,1.1642083813557113E-2,1.1642083813557113E-2,1.1642083813557113E-2]
[null,null,null,null,null,null,null,null,null,null,null,null,null,null,null,null,null,null,null,null,null,null,null,null,null,null,null,null,null,null,null,null,null,null,null,null,null,null,null,null,null,null,null,null,null,null,null,null,null,null,null,null,null,null,null,null,null,null,null,null,null,null,null,null,null,null,null,null,null,null,null,null,null,null,null,null,null,null,null,null,null,null,null,null,null,null,"%I47th",0.17166715652315642,0.16374804204134666,0.14204608562863491,0.14677040739283692,0.14180009245972275,0.1349042912250055,0.13221912886072543,0.10559065710223342,0.10677534248570243,0.10298390016043697,9.5608613419059366E-2,8.450816841927819E-2,7.7875202645817806E-2,6.6492175331429704E-2,5.7760792371027242E-2,5.7760792371027242E-2,5.7760792371027242E-2,5.7760792371027242E-2,47,null,0.17166715652315642,0.16374804204134666,0.14204608562863491,0.14677040739283692,0.14180009245972275,0.1349042912250055,0.13221912886072543,0.10559065710223342,0.10677534248570243,0.10298390016043697,9.5608613419059366E-2,8.450816841927819E-2,7.7875202645817806E-2,6.6492175331429704E-2,5.7760792371027242E-2,5.7760792371027242E-2,5.7760792371027242E-2,5.7760792371027242E-2]
[null,null,null,null,null,null,null,null,null,null,null,null,null,null,null,null,null,null,null,null,null,null,null,null,null,null,null,null,null,null,null,null,null,null,null,null,null,null,null,null,null,null,null,null,null,null,null,null,null,null,null,null,null,null,null,null,null,null,null,null,null,null,null,null,null,null,null,null,null,null,null,null,null,null,null,null,null,null,null,null,null,null,null,null,null,null,"%I49th",9.8642549929712123E-2,9.8451932770139014E-2,0.11020638865734769,9.4381695475593788E-2,9.7734853661885321E-2,9.2955124492606733E-2,9.3320934844383918E-2,8.6986979743166187E-2,8.9676128552492157E-2,8.9338144879457404E-2,8.6083300481785474E-2,7.6419505021256051E-2,7.1355296836894372E-2,6.4106696984518402E-2,5.6236571535539431E-2,5.6236571535539431E-2,5.6236571535539431E-2,5.6236571535539431E-2,49,null,9.8642549929712123E-2,9.8451932770139014E-2,0.11020638865734769,9.4381695475593788E-2,9.7734853661885321E-2,9.2955124492606733E-2,9.3320934844383918E-2,8.6986979743166187E-2,8.9676128552492157E-2,8.9338144879457404E-2,8.6083300481785474E-2,7.6419505021256051E-2,7.1355296836894372E-2,6.4106696984518402E-2,5.6236571535539431E-2,5.6236571535539431E-2,5.6236571535539431E-2,5.6236571535539431E-2]
[null,null,null,null,null,null,null,null,null,null,null,null,null,null,null,null,null,null,null,null,null,null,null,null,null,null,null,null,null,null,null,null,null,null,null,null,null,null,null,null,null,null,null,null,null,null,null,null,null,null,null,null,null,null,null,null,null,null,null,null,null,null,null,null,null,null,null,null,null,null,null,null,null,null,null,null,null,null,null,null,null,null,null,null,null,null,null,1.2782182049910142E-2,6.7628585305821443E-3,9.404225871303535E-3,7.5007139356515831E-3,7.0120092998422895E-3,1.0120907326874521E-2,9.194935845459197E-3,1.0789073652108454E-2,8.4817658251779803E-3,5.3936225931605162E-3,2.8382194067290362E-3,1.3423414561762089E-3,9.8653944006752824E-4,1.0815627473827077E-3,1.1795114804188248E-3,1.1795114804188248E-3,1.1795114804188248E-3,1.1795114804188248E-3,null,null,1.2782182049910142E-2,6.7628585305821443E-3,9.404225871303535E-3,7.5007139356515831E-3,7.0120092998422895E-3,1.0120907326874521E-2,9.194935845459197E-3,1.0789073652108454E-2,8.4817658251779803E-3,5.3936225931605162E-3,2.8382194067290362E-3,1.3423414561762089E-3,9.8653944006752824E-4,1.0815627473827077E-3,1.1795114804188248E-3,1.1795114804188248E-3,1.1795114804188248E-3,1.1795114804188248E-3]
[null,null,null,null,null,null,null,null,null,null,null,null,null,null,null,null,null,null,null,null,null,null,null,null,null,null,null,null,null,null,null,null,null,null,null,null,null,null,null,null,null,null,null,null,null,null,null,null,null,null,null,null,null,null,null,null,null,null,null,null,null,null,null,null,null,null,null,null,null,null,null,null,null,null,null,null,null,null,null,null,null,null,null,null,null,8,"ABB Active Filter",null,null,0.95]
[null,null,null,null,null,null,null,null,null,null,null,null,null,null,null,null,null,null,null,null,null,null,null,null,null,null,null,null,null,null,null,null,null,null,null,null,null,null,null,null,null,null,null,null,null,null,null,null,null,null,null,null,null,null,null,null,null,null,null,null,null,null,null,null,null,null,null,null,null,null,null,null,null,null,null,null,null,null,null,null,null,null,null,null,null,null,"%Zloop"]
[null,null,null,null,null,null,null,null,null,null,null,null,null,null,null,null,null,null,null,null,null,null,null,null,null,null,null,null,null,null,null,null,null,null,null,null,null,null,null,null,null,null,null,null,null,null,null,null,null,null,null,null,null,null,null,null,null,null,null,null,null,null,null,null,null,null,null,null,null,null,null,null,null,null,null,null,null,null,null,null,null,null,null,null,null,null,"Kfactor"]
[null,null,null,null,null,null,null,null,null,null,null,null,null,null,null,null,null,null,null,null,null,null,null,null,null,null,null,null,null,null,null,null,null,null,null,null,null,null,null,null,null,null,null,null,null,null,null,null,null,null,null,null,null,null,null,null,null,null,null,null,null,null,null,null,null,null,null,null,null,null,null,null,null,null,null,null,null,null,null,null,null,null,null,null,null,null,"%Ithd"]
[null,null,null,null,null,null,null,null,null,null,null,null,null,null,null,null,null,null,null,null,null,null,null,null,null,null,null,null,null,null,null,null,null,null,null,null,null,null,null,null,null,null,null,null,null,null,null,null,null,null,null,null,null,null,null,null,null,null,null,null,null,null,null,null,null,null,null,null,null,null,null,null,null,null,null,null,null,null,null,null,null,null,null,null,null,null,"Irms/If"]
[null,null,null,null,null,null,null,null,null,null,null,null,null,null,null,null,null,null,null,null,null,null,null,null,null,null,null,null,null,null,null,null,null,null,null,null,null,null,null,null,null,null,null,null,null,null,null,null,null,null,null,null,null,null,null,null,null,null,null,null,null,null,null,null,null,null,null,null,null,null,null,null,null,null,null,null,null,null,null,null,null,null,null,null,null,null,"Ih/If"]
[null,null,null,null,null,null,null,null,null,null,null,null,null,null,null,null,null,null,null,null,null,null,null,null,null,null,null,null,null,null,null,null,null,null,null,null,null,null,null,null,null,null,null,null,null,null,null,null,null,null,null,null,null,null,null,null,null,null,null,null,null,null,null,null,null,null,null,null,null,null,null,null,null,null,null,null,null,null,null,null,null,null,null,null,null,null,"DispPF"]
[null,null,null,null,null,null,null,null,null,null,null,null,null,null,null,null,null,null,null,null,null,null,null,null,null,null,null,null,null,null,null,null,null,null,null,null,null,null,null,null,null,null,null,null,null,null,null,null,null,null,null,null,null,null,null,null,null,null,null,null,null,null,null,null,null,null,null,null,null,null,null,null,null,null,null,null,null,null,null,null,null,null,null,null,null,null,"ActPF"]
[null,null,null,null,null,null,null,null,null,null,null,null,null,null,null,null,null,null,null,null,null,null,null,null,null,null,null,null,null,null,null,null,null,null,null,null,null,null,null,null,null,null,null,null,null,null,null,null,null,null,null,null,null,null,null,null,null,null,null,null,null,null,null,null,null,null,null,null,null,null,null,null,null,null,null,null,null,null,null,null,null,null,null,null,null,null,"%Vthd"]
[null,null,null,null,null,null,null,null,null,null,null,null,null,null,null,null,null,null,null,null,null,null,null,null,null,null,null,null,null,null,null,null,null,null,null,null,null,null,null,null,null,null,null,null,null,null,null,null,null,null,null,null,null,null,null,null,null,null,null,null,null,null,null,null,null,null,null,null,null,null,null,null,null,null,null,null,null,null,null,null,null,null,null,null,null,null,"Vrms/Vs"]
[null,null,null,null,null,null,null,null,null,null,null,null,null,null,null,null,null,null,null,null,null,null,null,null,null,null,null,null,null,null,null,null,null,null,null,null,null,null,null,null,null,null,null,null,null,null,null,null,null,null,null,null,null,null,null,null,null,null,null,null,null,null,null,null,null,null,null,null,null,null,null,null,null,null,null,null,null,null,null,null,null,null,null,null,null,null,"Vbus/Vs"]
[null,null,null,null,null,null,null,null,null,null,null,null,null,null,null,null,null,null,null,null,null,null,null,null,null,null,null,null,null,null,null,null,null,null,null,null,null,null,null,null,null,null,null,null,null,null,null,null,null,null,null,null,null,null,null,null,null,null,null,null,null,null,null,null,null,null,null,null,null,null,null,null,null,null,null,null,null,null,null,null,null,null,null,null,null,null,"%I2nd"]
[]
[null,null,null,null,null,null,null,null,null,null,null,null,null,null,null,null,null,null,null,null,null,null,null,null,null,null,null,null,null,null,null,null,null,null,null,null,null,null,null,null,null,null,null,null,null,null,null,null,null,null,null,null,null,null,null,null,null,null,null,null,null,null,null,null,null,null,null,null,null,null,null,null,null,null,null,null,null,null,null,null,null,null,null,null,null,null,"%I4th"]
[null,null,null,null,null,null,null,null,null,null,null,null,null,null,null,null,null,null,null,null,null,null,null,null,null,null,null,null,null,null,null,null,null,null,null,null,null,null,null,null,null,null,null,null,null,null,null,null,null,null,null,null,null,null,null,null,null,null,null,null,null,null,null,null,null,null,null,null,null,null,null,null,null,null,null,null,null,null,null,null,null,null,null,null,null,null,"%I5th"]
[]
[null,null,null,null,null,null,null,null,null,null,null,null,null,null,null,null,null,null,null,null,null,null,null,null,null,null,null,null,null,null,null,null,null,null,null,null,null,null,null,null,null,null,null,null,null,null,null,null,null,null,null,null,null,null,null,null,null,null,null,null,null,null,null,null,null,null,null,null,null,null,null,null,null,null,null,null,null,null,null,null,null,null,null,null,null,null,"%I7th"]
[null,null,null,null,null,null,null,null,null,null,null,null,null,null,null,null,null,null,null,null,null,null,null,null,null,null,null,null,null,null,null,null,null,null,null,null,null,null,null,null,null,null,null,null,null,null,null,null,null,null,null,null,null,null,null,null,null,null,null,null,null,null,null,null,null,null,null,null,null,null,null,null,null,null,null,null,null,null,null,null,null,null,null,null,null,null,"%I8th"]
[]
[null,null,null,null,null,null,null,null,null,null,null,null,null,null,null,null,null,null,null,null,null,null,null,null,null,null,null,null,null,null,null,null,null,null,null,null,null,null,null,null,null,null,null,null,null,null,null,null,null,null,null,null,null,null,null,null,null,null,null,null,null,null,null,null,null,null,null,null,null,null,null,null,null,null,null,null,null,null,null,null,null,null,null,null,null,null,"%I10th"]
[null,null,null,null,null,null,null,null,null,null,null,null,null,null,null,null,null,null,null,null,null,null,null,null,null,null,null,null,null,null,null,null,null,null,null,null,null,null,null,null,null,null,null,null,null,null,null,null,null,null,null,null,null,null,null,null,null,null,null,null,null,null,null,null,null,null,null,null,null,null,null,null,null,null,null,null,null,null,null,null,null,null,null,null,null,null,"%I11th"]
[]
[null,null,null,null,null,null,null,null,null,null,null,null,null,null,null,null,null,null,null,null,null,null,null,null,null,null,null,null,null,null,null,null,null,null,null,null,null,null,null,null,null,null,null,null,null,null,null,null,null,null,null,null,null,null,null,null,null,null,null,null,null,null,null,null,null,null,null,null,null,null,null,null,null,null,null,null,null,null,null,null,null,null,null,null,null,null,"%I13th"]
[null,null,null,null,null,null,null,null,null,null,null,null,null,null,null,null,null,null,null,null,null,null,null,null,null,null,null,null,null,null,null,null,null,null,null,null,null,null,null,null,null,null,null,null,null,null,null,null,null,null,null,null,null,null,null,null,null,null,null,null,null,null,null,null,null,null,null,null,null,null,null,null,null,null,null,null,null,null,null,null,null,null,null,null,null,null,"%I14th"]
[]
[null,null,null,null,null,null,null,null,null,null,null,null,null,null,null,null,null,null,null,null,null,null,null,null,null,null,null,null,null,null,null,null,null,null,null,null,null,null,null,null,null,null,null,null,null,null,null,null,null,null,null,null,null,null,null,null,null,null,null,null,null,null,null,null,null,null,null,null,null,null,null,null,null,null,null,null,null,null,null,null,null,null,null,null,null,null,"%I16th"]
[null,null,null,null,null,null,null,null,null,null,null,null,null,null,null,null,null,null,null,null,null,null,null,null,null,null,null,null,null,null,null,null,null,null,null,null,null,null,null,null,null,null,null,null,null,null,null,null,null,null,null,null,null,null,null,null,null,null,null,null,null,null,null,null,null,null,null,null,null,null,null,null,null,null,null,null,null,null,null,null,null,null,null,null,null,null,"%I17th"]
[]
[null,null,null,null,null,null,null,null,null,null,null,null,null,null,null,null,null,null,null,null,null,null,null,null,null,null,null,null,null,null,null,null,null,null,null,null,null,null,null,null,null,null,null,null,null,null,null,null,null,null,null,null,null,null,null,null,null,null,null,null,null,null,null,null,null,null,null,null,null,null,null,null,null,null,null,null,null,null,null,null,null,null,null,null,null,null,"%I19th"]
[null,null,null,null,null,null,null,null,null,null,null,null,null,null,null,null,null,null,null,null,null,null,null,null,null,null,null,null,null,null,null,null,null,null,null,null,null,null,null,null,null,null,null,null,null,null,null,null,null,null,null,null,null,null,null,null,null,null,null,null,null,null,null,null,null,null,null,null,null,null,null,null,null,null,null,null,null,null,null,null,null,null,null,null,null,null,"%I20th"]
[]
[null,null,null,null,null,null,null,null,null,null,null,null,null,null,null,null,null,null,null,null,null,null,null,null,null,null,null,null,null,null,null,null,null,null,null,null,null,null,null,null,null,null,null,null,null,null,null,null,null,null,null,null,null,null,null,null,null,null,null,null,null,null,null,null,null,null,null,null,null,null,null,null,null,null,null,null,null,null,null,null,null,null,null,null,null,null,"%I22th"]
[null,null,null,null,null,null,null,null,null,null,null,null,null,null,null,null,null,null,null,null,null,null,null,null,null,null,null,null,null,null,null,null,null,null,null,null,null,null,null,null,null,null,null,null,null,null,null,null,null,null,null,null,null,null,null,null,null,null,null,null,null,null,null,null,null,null,null,null,null,null,null,null,null,null,null,null,null,null,null,null,null,null,null,null,null,null,"%I23th"]
[]
[null,null,null,null,null,null,null,null,null,null,null,null,null,null,null,null,null,null,null,null,null,null,null,null,null,null,null,null,null,null,null,null,null,null,null,null,null,null,null,null,null,null,null,null,null,null,null,null,null,null,null,null,null,null,null,null,null,null,null,null,null,null,null,null,null,null,null,null,null,null,null,null,null,null,null,null,null,null,null,null,null,null,null,null,null,null,"%I25th"]
[]
[]
[]
[null,null,null,null,null,null,null,null,null,null,null,null,null,null,null,null,null,null,null,null,null,null,null,null,null,null,null,null,null,null,null,null,null,null,null,null,null,null,null,null,null,null,null,null,null,null,null,null,null,null,null,null,null,null,null,null,null,null,null,null,null,null,null,null,null,null,null,null,null,null,null,null,null,null,null,null,null,null,null,null,null,null,null,null,null,null,"%I29th"]
[]
[null,null,null,null,null,null,null,null,null,null,null,null,null,null,null,null,null,null,null,null,null,null,null,null,null,null,null,null,null,null,null,null,null,null,null,null,null,null,null,null,null,null,null,null,null,null,null,null,null,null,null,null,null,null,null,null,null,null,null,null,null,null,null,null,null,null,null,null,null,null,null,null,null,null,null,null,null,null,null,null,null,null,null,null,null,null,"%I31th"]
[]
[]
[null,null,null,null,null,null,null,null,null,null,null,null,null,null,null,null,null,null,null,null,null,null,null,null,null,null,null,null,null,null,null,null,null,null,null,null,null,null,null,null,null,null,null,null,null,null,null,null,null,null,null,null,null,null,null,null,null,null,null,null,null,null,null,null,null,null,null,null,null,null,null,null,null,null,null,null,null,null,null,null,null,null,null,null,null,null,"%I35th"]
[null,null,null,null,null,null,null,null,null,null,null,null,null,null,null,null,null,null,null,null,null,null,null,null,null,null,null,null,null,null,null,null,null,null,null,null,null,null,null,null,null,null,null,null,null,null,null,null,null,null,null,null,null,null,null,null,null,null,null,null,null,null,null,null,null,null,null,null,null,null,null,null,null,null,null,null,null,null,null,null,null,null,null,null,null,null,"%I37th"]
[]
[null,null,null,null,null,null,null,null,null,null,null,null,null,null,null,null,null,null,null,null,null,null,null,null,null,null,null,null,null,null,null,null,null,null,null,null,null,null,null,null,null,null,null,null,null,null,null,null,null,null,null,null,null,null,null,null,null,null,null,null,null,null,null,null,null,null,null,null,null,null,null,null,null,null,null,null,null,null,null,null,null,null,null,null,null,null,"%I41th"]
[null,null,null,null,null,null,null,null,null,null,null,null,null,null,null,null,null,null,null,null,null,null,null,null,null,null,null,null,null,null,null,null,null,null,null,null,null,null,null,null,null,null,null,null,null,null,null,null,null,null,null,null,null,null,null,null,null,null,null,null,null,null,null,null,null,null,null,null,null,null,null,null,null,null,null,null,null,null,null,null,null,null,null,null,null,null,"%I43th"]
[]
[null,null,null,null,null,null,null,null,null,null,null,null,null,null,null,null,null,null,null,null,null,null,null,null,null,null,null,null,null,null,null,null,null,null,null,null,null,null,null,null,null,null,null,null,null,null,null,null,null,null,null,null,null,null,null,null,null,null,null,null,null,null,null,null,null,null,null,null,null,null,null,null,null,null,null,null,null,null,null,null,null,null,null,null,null,null,"%I47th"]
[null,null,null,null,null,null,null,null,null,null,null,null,null,null,null,null,null,null,null,null,null,null,null,null,null,null,null,null,null,null,null,null,null,null,null,null,null,null,null,null,null,null,null,null,null,null,null,null,null,null,null,null,null,null,null,null,null,null,null,null,null,null,null,null,null,null,null,null,null,null,null,null,null,null,null,null,null,null,null,null,null,null,null,null,null,null,"%I49th"]
[]
[null,null,null,null,null,null,null,null,null,null,null,null,null,null,null,null,null,null,null,null,null,null,null,null,null,null,null,null,null,null,null,null,null,null,null,null,null,null,null,null,null,null,null,null,null,null,null,null,null,null,null,null,null,null,null,null,null,null,null,null,null,null,null,null,null,null,null,null,null,null,null,null,null,null,null,null,null,null,null,null,null,null,null,null,null,9]
[null,null,null,null,null,null,null,null,null,null,null,null,null,null,null,null,null,null,null,null,null,null,null,null,null,null,null,null,null,null,null,null,null,null,null,null,null,null,null,null,null,null,null,null,null,null,null,null,null,null,null,null,null,null,null,null,null,null,null,null,null,null,null,null,null,null,null,null,null,null,null,null,null,null,null,null,null,null,null,null,null,null,null,null,null,null,"%Zloop"]
[null,null,null,null,null,null,null,null,null,null,null,null,null,null,null,null,null,null,null,null,null,null,null,null,null,null,null,null,null,null,null,null,null,null,null,null,null,null,null,null,null,null,null,null,null,null,null,null,null,null,null,null,null,null,null,null,null,null,null,null,null,null,null,null,null,null,null,null,null,null,null,null,null,null,null,null,null,null,null,null,null,null,null,null,null,null,"Kfactor"]
[null,null,null,null,null,null,null,null,null,null,null,null,null,null,null,null,null,null,null,null,null,null,null,null,null,null,null,null,null,null,null,null,null,null,null,null,null,null,null,null,null,null,null,null,null,null,null,null,null,null,null,null,null,null,null,null,null,null,null,null,null,null,null,null,null,null,null,null,null,null,null,null,null,null,null,null,null,null,null,null,null,null,null,null,null,null,"%Ithd"]
[null,null,null,null,null,null,null,null,null,null,null,null,null,null,null,null,null,null,null,null,null,null,null,null,null,null,null,null,null,null,null,null,null,null,null,null,null,null,null,null,null,null,null,null,null,null,null,null,null,null,null,null,null,null,null,null,null,null,null,null,null,null,null,null,null,null,null,null,null,null,null,null,null,null,null,null,null,null,null,null,null,null,null,null,null,null,"Irms/If"]
[null,null,null,null,null,null,null,null,null,null,null,null,null,null,null,null,null,null,null,null,null,null,null,null,null,null,null,null,null,null,null,null,null,null,null,null,null,null,null,null,null,null,null,null,null,null,null,null,null,null,null,null,null,null,null,null,null,null,null,null,null,null,null,null,null,null,null,null,null,null,null,null,null,null,null,null,null,null,null,null,null,null,null,null,null,null,"Ih/If"]
[null,null,null,null,null,null,null,null,null,null,null,null,null,null,null,null,null,null,null,null,null,null,null,null,null,null,null,null,null,null,null,null,null,null,null,null,null,null,null,null,null,null,null,null,null,null,null,null,null,null,null,null,null,null,null,null,null,null,null,null,null,null,null,null,null,null,null,null,null,null,null,null,null,null,null,null,null,null,null,null,null,null,null,null,null,null,"DispPF"]
[null,null,null,null,null,null,null,null,null,null,null,null,null,null,null,null,null,null,null,null,null,null,null,null,null,null,null,null,null,null,null,null,null,null,null,null,null,null,null,null,null,null,null,null,null,null,null,null,null,null,null,null,null,null,null,null,null,null,null,null,null,null,null,null,null,null,null,null,null,null,null,null,null,null,null,null,null,null,null,null,null,null,null,null,null,null,"ActPF"]
[null,null,null,null,null,null,null,null,null,null,null,null,null,null,null,null,null,null,null,null,null,null,null,null,null,null,null,null,null,null,null,null,null,null,null,null,null,null,null,null,null,null,null,null,null,null,null,null,null,null,null,null,null,null,null,null,null,null,null,null,null,null,null,null,null,null,null,null,null,null,null,null,null,null,null,null,null,null,null,null,null,null,null,null,null,null,"%Vthd"]
[null,null,null,null,null,null,null,null,null,null,null,null,null,null,null,null,null,null,null,null,null,null,null,null,null,null,null,null,null,null,null,null,null,null,null,null,null,null,null,null,null,null,null,null,null,null,null,null,null,null,null,null,null,null,null,null,null,null,null,null,null,null,null,null,null,null,null,null,null,null,null,null,null,null,null,null,null,null,null,null,null,null,null,null,null,null,"Vrms/Vs"]
[null,null,null,null,null,null,null,null,null,null,null,null,null,null,null,null,null,null,null,null,null,null,null,null,null,null,null,null,null,null,null,null,null,null,null,null,null,null,null,null,null,null,null,null,null,null,null,null,null,null,null,null,null,null,null,null,null,null,null,null,null,null,null,null,null,null,null,null,null,null,null,null,null,null,null,null,null,null,null,null,null,null,null,null,null,null,"Vbus/Vs"]
[null,null,null,null,null,null,null,null,null,null,null,null,null,null,null,null,null,null,null,null,null,null,null,null,null,null,null,null,null,null,null,null,null,null,null,null,null,null,null,null,null,null,null,null,null,null,null,null,null,null,null,null,null,null,null,null,null,null,null,null,null,null,null,null,null,null,null,null,null,null,null,null,null,null,null,null,null,null,null,null,null,null,null,null,null,null,"%I2nd"]
[null,null,null,null,null,null,null,null,null,null,null,null,null,null,null,null,null,null,null,null,null,null,null,null,null,null,null,null,null,null,null,null,null,null,null,null,null,null,null,null,null,null,null,null,null,null,null,null,null,null,null,null,null,null,null,null,null,null,null,null,null,null,null,null,null,null,null,null,null,null,null,null,null,null,null,null,null,null,null,null,null,null,null,null,null,null,"%I3rd"]
[null,null,null,null,null,null,null,null,null,null,null,null,null,null,null,null,null,null,null,null,null,null,null,null,null,null,null,null,null,null,null,null,null,null,null,null,null,null,null,null,null,null,null,null,null,null,null,null,null,null,null,null,null,null,null,null,null,null,null,null,null,null,null,null,null,null,null,null,null,null,null,null,null,null,null,null,null,null,null,null,null,null,null,null,null,null,"%I4th"]
[null,null,null,null,null,null,null,null,null,null,null,null,null,null,null,null,null,null,null,null,null,null,null,null,null,null,null,null,null,null,null,null,null,null,null,null,null,null,null,null,null,null,null,null,null,null,null,null,null,null,null,null,null,null,null,null,null,null,null,null,null,null,null,null,null,null,null,null,null,null,null,null,null,null,null,null,null,null,null,null,null,null,null,null,null,null,"%I5th"]
[null,null,null,null,null,null,null,null,null,null,null,null,null,null,null,null,null,null,null,null,null,null,null,null,null,null,null,null,null,null,null,null,null,null,null,null,null,null,null,null,null,null,null,null,null,null,null,null,null,null,null,null,null,null,null,null,null,null,null,null,null,null,null,null,null,null,null,null,null,null,null,null,null,null,null,null,null,null,null,null,null,null,null,null,null,null,"%I6th"]
[null,null,null,null,null,null,null,null,null,null,null,null,null,null,null,null,null,null,null,null,null,null,null,null,null,null,null,null,null,null,null,null,null,null,null,null,null,null,null,null,null,null,null,null,null,null,null,null,null,null,null,null,null,null,null,null,null,null,null,null,null,null,null,null,null,null,null,null,null,null,null,null,null,null,null,null,null,null,null,null,null,null,null,null,null,null,"%I7th"]
[null,null,null,null,null,null,null,null,null,null,null,null,null,null,null,null,null,null,null,null,null,null,null,null,null,null,null,null,null,null,null,null,null,null,null,null,null,null,null,null,null,null,null,null,null,null,null,null,null,null,null,null,null,null,null,null,null,null,null,null,null,null,null,null,null,null,null,null,null,null,null,null,null,null,null,null,null,null,null,null,null,null,null,null,null,null,"%I8th"]
[null,null,null,null,null,null,null,null,null,null,null,null,null,null,null,null,null,null,null,null,null,null,null,null,null,null,null,null,null,null,null,null,null,null,null,null,null,null,null,null,null,null,null,null,null,null,null,null,null,null,null,null,null,null,null,null,null,null,null,null,null,null,null,null,null,null,null,null,null,null,null,null,null,null,null,null,null,null,null,null,null,null,null,null,null,null,"%I9th"]
[null,null,null,null,null,null,null,null,null,null,null,null,null,null,null,null,null,null,null,null,null,null,null,null,null,null,null,null,null,null,null,null,null,null,null,null,null,null,null,null,null,null,null,null,null,null,null,null,null,null,null,null,null,null,null,null,null,null,null,null,null,null,null,null,null,null,null,null,null,null,null,null,null,null,null,null,null,null,null,null,null,null,null,null,null,null,"%I10th"]
[null,null,null,null,null,null,null,null,null,null,null,null,null,null,null,null,null,null,null,null,null,null,null,null,null,null,null,null,null,null,null,null,null,null,null,null,null,null,null,null,null,null,null,null,null,null,null,null,null,null,null,null,null,null,null,null,null,null,null,null,null,null,null,null,null,null,null,null,null,null,null,null,null,null,null,null,null,null,null,null,null,null,null,null,null,null,"%I11th"]
[null,null,null,null,null,null,null,null,null,null,null,null,null,null,null,null,null,null,null,null,null,null,null,null,null,null,null,null,null,null,null,null,null,null,null,null,null,null,null,null,null,null,null,null,null,null,null,null,null,null,null,null,null,null,null,null,null,null,null,null,null,null,null,null,null,null,null,null,null,null,null,null,null,null,null,null,null,null,null,null,null,null,null,null,null,null,"%I12th"]
[null,null,null,null,null,null,null,null,null,null,null,null,null,null,null,null,null,null,null,null,null,null,null,null,null,null,null,null,null,null,null,null,null,null,null,null,null,null,null,null,null,null,null,null,null,null,null,null,null,null,null,null,null,null,null,null,null,null,null,null,null,null,null,null,null,null,null,null,null,null,null,null,null,null,null,null,null,null,null,null,null,null,null,null,null,null,"%I13th"]
[null,null,null,null,null,null,null,null,null,null,null,null,null,null,null,null,null,null,null,null,null,null,null,null,null,null,null,null,null,null,null,null,null,null,null,null,null,null,null,null,null,null,null,null,null,null,null,null,null,null,null,null,null,null,null,null,null,null,null,null,null,null,null,null,null,null,null,null,null,null,null,null,null,null,null,null,null,null,null,null,null,null,null,null,null,null,"%I14th"]
[null,null,null,null,null,null,null,null,null,null,null,null,null,null,null,null,null,null,null,null,null,null,null,null,null,null,null,null,null,null,null,null,null,null,null,null,null,null,null,null,null,null,null,null,null,null,null,null,null,null,null,null,null,null,null,null,null,null,null,null,null,null,null,null,null,null,null,null,null,null,null,null,null,null,null,null,null,null,null,null,null,null,null,null,null,null,"%I15th"]
[null,null,null,null,null,null,null,null,null,null,null,null,null,null,null,null,null,null,null,null,null,null,null,null,null,null,null,null,null,null,null,null,null,null,null,null,null,null,null,null,null,null,null,null,null,null,null,null,null,null,null,null,null,null,null,null,null,null,null,null,null,null,null,null,null,null,null,null,null,null,null,null,null,null,null,null,null,null,null,null,null,null,null,null,null,null,"%I16th"]
[null,null,null,null,null,null,null,null,null,null,null,null,null,null,null,null,null,null,null,null,null,null,null,null,null,null,null,null,null,null,null,null,null,null,null,null,null,null,null,null,null,null,null,null,null,null,null,null,null,null,null,null,null,null,null,null,null,null,null,null,null,null,null,null,null,null,null,null,null,null,null,null,null,null,null,null,null,null,null,null,null,null,null,null,null,null,"%I17th"]
[null,null,null,null,null,null,null,null,null,null,null,null,null,null,null,null,null,null,null,null,null,null,null,null,null,null,null,null,null,null,null,null,null,null,null,null,null,null,null,null,null,null,null,null,null,null,null,null,null,null,null,null,null,null,null,null,null,null,null,null,null,null,null,null,null,null,null,null,null,null,null,null,null,null,null,null,null,null,null,null,null,null,null,null,null,null,"%I18th"]
[null,null,null,null,null,null,null,null,null,null,null,null,null,null,null,null,null,null,null,null,null,null,null,null,null,null,null,null,null,null,null,null,null,null,null,null,null,null,null,null,null,null,null,null,null,null,null,null,null,null,null,null,null,null,null,null,null,null,null,null,null,null,null,null,null,null,null,null,null,null,null,null,null,null,null,null,null,null,null,null,null,null,null,null,null,null,"%I19th"]
[null,null,null,null,null,null,null,null,null,null,null,null,null,null,null,null,null,null,null,null,null,null,null,null,null,null,null,null,null,null,null,null,null,null,null,null,null,null,null,null,null,null,null,null,null,null,null,null,null,null,null,null,null,null,null,null,null,null,null,null,null,null,null,null,null,null,null,null,null,null,null,null,null,null,null,null,null,null,null,null,null,null,null,null,null,null,"%I20th"]
[null,null,null,null,null,null,null,null,null,null,null,null,null,null,null,null,null,null,null,null,null,null,null,null,null,null,null,null,null,null,null,null,null,null,null,null,null,null,null,null,null,null,null,null,null,null,null,null,null,null,null,null,null,null,null,null,null,null,null,null,null,null,null,null,null,null,null,null,null,null,null,null,null,null,null,null,null,null,null,null,null,null,null,null,null,null,"%I21th"]
[null,null,null,null,null,null,null,null,null,null,null,null,null,null,null,null,null,null,null,null,null,null,null,null,null,null,null,null,null,null,null,null,null,null,null,null,null,null,null,null,null,null,null,null,null,null,null,null,null,null,null,null,null,null,null,null,null,null,null,null,null,null,null,null,null,null,null,null,null,null,null,null,null,null,null,null,null,null,null,null,null,null,null,null,null,null,"%I22th"]
[null,null,null,null,null,null,null,null,null,null,null,null,null,null,null,null,null,null,null,null,null,null,null,null,null,null,null,null,null,null,null,null,null,null,null,null,null,null,null,null,null,null,null,null,null,null,null,null,null,null,null,null,null,null,null,null,null,null,null,null,null,null,null,null,null,null,null,null,null,null,null,null,null,null,null,null,null,null,null,null,null,null,null,null,null,null,"%I23th"]
[null,null,null,null,null,null,null,null,null,null,null,null,null,null,null,null,null,null,null,null,null,null,null,null,null,null,null,null,null,null,null,null,null,null,null,null,null,null,null,null,null,null,null,null,null,null,null,null,null,null,null,null,null,null,null,null,null,null,null,null,null,null,null,null,null,null,null,null,null,null,null,null,null,null,null,null,null,null,null,null,null,null,null,null,null,null,"%I24th"]
[null,null,null,null,null,null,null,null,null,null,null,null,null,null,null,null,null,null,null,null,null,null,null,null,null,null,null,null,null,null,null,null,null,null,null,null,null,null,null,null,null,null,null,null,null,null,null,null,null,null,null,null,null,null,null,null,null,null,null,null,null,null,null,null,null,null,null,null,null,null,null,null,null,null,null,null,null,null,null,null,null,null,null,null,null,null,"%I25th"]
[null,null,null,null,null,null,null,null,null,null,null,null,null,null,null,null,null,null,null,null,null,null,null,null,null,null,null,null,null,null,null,null,null,null,null,null,null,null,null,null,null,null,null,null,null,null,null,null,null,null,null,null,null,null,null,null,null,null,null,null,null,null,null,null,null,null,null,null,null,null,null,null,null,null,null,null,null,null,null,null,null,null,null,null,null,null,"%I26th"]
[null,null,null,null,null,null,null,null,null,null,null,null,null,null,null,null,null,null,null,null,null,null,null,null,null,null,null,null,null,null,null,null,null,null,null,null,null,null,null,null,null,null,null,null,null,null,null,null,null,null,null,null,null,null,null,null,null,null,null,null,null,null,null,null,null,null,null,null,null,null,null,null,null,null,null,null,null,null,null,null,null,null,null,null,null,null,"%I27th"]
[null,null,null,null,null,null,null,null,null,null,null,null,null,null,null,null,null,null,null,null,null,null,null,null,null,null,null,null,null,null,null,null,null,null,null,null,null,null,null,null,null,null,null,null,null,null,null,null,null,null,null,null,null,null,null,null,null,null,null,null,null,null,null,null,null,null,null,null,null,null,null,null,null,null,null,null,null,null,null,null,null,null,null,null,null,null,"%I28th"]
[null,null,null,null,null,null,null,null,null,null,null,null,null,null,null,null,null,null,null,null,null,null,null,null,null,null,null,null,null,null,null,null,null,null,null,null,null,null,null,null,null,null,null,null,null,null,null,null,null,null,null,null,null,null,null,null,null,null,null,null,null,null,null,null,null,null,null,null,null,null,null,null,null,null,null,null,null,null,null,null,null,null,null,null,null,null,"%I29th"]
[null,null,null,null,null,null,null,null,null,null,null,null,null,null,null,null,null,null,null,null,null,null,null,null,null,null,null,null,null,null,null,null,null,null,null,null,null,null,null,null,null,null,null,null,null,null,null,null,null,null,null,null,null,null,null,null,null,null,null,null,null,null,null,null,null,null,null,null,null,null,null,null,null,null,null,null,null,null,null,null,null,null,null,null,null,null,"%I30th"]
[null,null,null,null,null,null,null,null,null,null,null,null,null,null,null,null,null,null,null,null,null,null,null,null,null,null,null,null,null,null,null,null,null,null,null,null,null,null,null,null,null,null,null,null,null,null,null,null,null,null,null,null,null,null,null,null,null,null,null,null,null,null,null,null,null,null,null,null,null,null,null,null,null,null,null,null,null,null,null,null,null,null,null,null,null,null,"%I31th"]
[null,null,null,null,null,null,null,null,null,null,null,null,null,null,null,null,null,null,null,null,null,null,null,null,null,null,null,null,null,null,null,null,null,null,null,null,null,null,null,null,null,null,null,null,null,null,null,null,null,null,null,null,null,null,null,null,null,null,null,null,null,null,null,null,null,null,null,null,null,null,null,null,null,null,null,null,null,null,null,null,null,null,null,null,null,null,"%I32th"]
[null,null,null,null,null,null,null,null,null,null,null,null,null,null,null,null,null,null,null,null,null,null,null,null,null,null,null,null,null,null,null,null,null,null,null,null,null,null,null,null,null,null,null,null,null,null,null,null,null,null,null,null,null,null,null,null,null,null,null,null,null,null,null,null,null,null,null,null,null,null,null,null,null,null,null,null,null,null,null,null,null,null,null,null,null,null,"%I33rd"]
[null,null,null,null,null,null,null,null,null,null,null,null,null,null,null,null,null,null,null,null,null,null,null,null,null,null,null,null,null,null,null,null,null,null,null,null,null,null,null,null,null,null,null,null,null,null,null,null,null,null,null,null,null,null,null,null,null,null,null,null,null,null,null,null,null,null,null,null,null,null,null,null,null,null,null,null,null,null,null,null,null,null,null,null,null,null,"%I35th"]
[null,null,null,null,null,null,null,null,null,null,null,null,null,null,null,null,null,null,null,null,null,null,null,null,null,null,null,null,null,null,null,null,null,null,null,null,null,null,null,null,null,null,null,null,null,null,null,null,null,null,null,null,null,null,null,null,null,null,null,null,null,null,null,null,null,null,null,null,null,null,null,null,null,null,null,null,null,null,null,null,null,null,null,null,null,null,"%I37th"]
[null,null,null,null,null,null,null,null,null,null,null,null,null,null,null,null,null,null,null,null,null,null,null,null,null,null,null,null,null,null,null,null,null,null,null,null,null,null,null,null,null,null,null,null,null,null,null,null,null,null,null,null,null,null,null,null,null,null,null,null,null,null,null,null,null,null,null,null,null,null,null,null,null,null,null,null,null,null,null,null,null,null,null,null,null,null,"%I39th"]
[null,null,null,null,null,null,null,null,null,null,null,null,null,null,null,null,null,null,null,null,null,null,null,null,null,null,null,null,null,null,null,null,null,null,null,null,null,null,null,null,null,null,null,null,null,null,null,null,null,null,null,null,null,null,null,null,null,null,null,null,null,null,null,null,null,null,null,null,null,null,null,null,null,null,null,null,null,null,null,null,null,null,null,null,null,null,"%I41th"]
[null,null,null,null,null,null,null,null,null,null,null,null,null,null,null,null,null,null,null,null,null,null,null,null,null,null,null,null,null,null,null,null,null,null,null,null,null,null,null,null,null,null,null,null,null,null,null,null,null,null,null,null,null,null,null,null,null,null,null,null,null,null,null,null,null,null,null,null,null,null,null,null,null,null,null,null,null,null,null,null,null,null,null,null,null,null,"%I43th"]
[null,null,null,null,null,null,null,null,null,null,null,null,null,null,null,null,null,null,null,null,null,null,null,null,null,null,null,null,null,null,null,null,null,null,null,null,null,null,null,null,null,null,null,null,null,null,null,null,null,null,null,null,null,null,null,null,null,null,null,null,null,null,null,null,null,null,null,null,null,null,null,null,null,null,null,null,null,null,null,null,null,null,null,null,null,null,"%I45th"]
[null,null,null,null,null,null,null,null,null,null,null,null,null,null,null,null,null,null,null,null,null,null,null,null,null,null,null,null,null,null,null,null,null,null,null,null,null,null,null,null,null,null,null,null,null,null,null,null,null,null,null,null,null,null,null,null,null,null,null,null,null,null,null,null,null,null,null,null,null,null,null,null,null,null,null,null,null,null,null,null,null,null,null,null,null,null,"%I47th"]
[null,null,null,null,null,null,null,null,null,null,null,null,null,null,null,null,null,null,null,null,null,null,null,null,null,null,null,null,null,null,null,null,null,null,null,null,null,null,null,null,null,null,null,null,null,null,null,null,null,null,null,null,null,null,null,null,null,null,null,null,null,null,null,null,null,null,null,null,null,null,null,null,null,null,null,null,null,null,null,null,null,null,null,null,null,null,"%I49th"]
[]
[null,null,null,null,null,null,null,null,null,null,null,null,null,null,null,null,null,null,null,null,null,null,null,null,null,null,null,null,null,null,null,null,null,null,null,null,null,null,null,null,null,null,null,null,null,null,null,null,null,null,null,null,null,null,null,null,null,null,null,null,null,null,null,null,null,null,null,null,null,null,null,null,null,null,null,null,null,null,null,null,null,null,null,null,null,10,"MTE"]
[null,null,null,null,null,null,null,null,null,null,null,null,null,null,null,null,null,null,null,null,null,null,null,null,null,null,null,null,null,null,null,null,null,null,null,null,null,null,null,null,null,null,null,null,null,null,null,null,null,null,null,null,null,null,null,null,null,null,null,null,null,null,null,null,null,null,null,null,null,null,null,null,null,null,null,null,null,null,null,null,null,null,null,null,null,null,"%Zloop",0.1,0.5,1,2,3,4,5,6,7,8,10,12,14,18,21,100,1000,10000,2.75]
[null,null,null,null,null,null,null,null,null,null,null,null,null,null,null,null,null,null,null,null,null,null,null,null,null,null,null,null,null,null,null,null,null,null,null,null,null,null,null,null,null,null,null,null,null,null,null,null,null,null,null,null,null,null,null,null,null,null,null,null,null,null,null,null,null,null,null,null,null,null,null,null,null,null,null,null,null,null,null,null,null,null,null,null,null,null,"Kfactor",{"$f":"+(10000+SUMPRODUCT(CJ481:CJ520,$DB481:$DB520,CJ481:CJ520,$DB481:$DB520))/10000/CJ474^2","v":4.5234812688430788},{"$f":"+(10000+SUMPRODUCT(CK481:CK520,$DB481:$DB520,CK481:CK520,$DB481:$DB520))/10000/CK474^2","v":2.5904771088079346},2.2284812995763015,1.9356870942379658,2.0150669778904597,1.8663904018552708,1.6279273902636064,1.6466942600720469,1.6340349289536731,1.4426991464533025,1.4426991464533025,1.4426991464533025,1.4426991464533025,1.4426991464533025,1.4426991464533025,1.4426991464533025,1.4426991464533025,1.4426991464533025]
[null,null,null,null,null,null,null,null,null,null,null,null,null,null,null,null,null,null,null,null,null,null,null,null,null,null,null,null,null,null,null,null,null,null,null,null,null,null,null,null,null,null,null,null,null,null,null,null,null,null,null,null,null,null,null,null,null,null,null,null,null,null,null,null,null,null,null,null,null,null,null,null,null,null,null,null,null,null,null,null,null,null,null,null,null,null,"%Ithd",{"$f":"+SQRT(SUMSQ(CJ481:CJ520))","v":16.882189301894464},{"$f":"+SQRT(SUMSQ(CK481:CK520))","v":11.254792867929643},10.498266821242446,9.6320688328105302,9.0499236875235596,8.3834416411161339,7.630742100215417,7.2939829654311641,6.9378526937374509,6.3180015629944251,6.3180015629944251,6.3180015629944251,6.3180015629944251,6.3180015629944251,6.3180015629944251,6.3180015629944251,6.3180015629944251,6.3180015629944251]
[null,null,null,null,null,null,null,null,null,null,null,null,null,null,null,null,null,null,null,null,null,null,null,null,null,null,null,null,null,null,null,null,null,null,null,null,null,null,null,null,null,null,null,null,null,null,null,null,null,null,null,null,null,null,null,null,null,null,null,null,null,null,null,null,null,null,null,null,null,null,null,null,null,null,null,null,null,null,null,null,null,null,null,null,null,null,"Irms/If",{"$f":"+SQRT(1+(CJ473/100)^2)","v":1.0141503002822116},{"$f":"+SQRT(1+(CK473/100)^2)","v":1.00631358743187},1.0054955796148484,1.004628127716918,1.0040867053571618,1.0035079518244985,1.0029071853865641,1.0026565806645864,1.002403800870687,1.0019938694298482,1.0019938694298482,1.0019938694298482,1.0019938694298482,1.0019938694298482,1.0019938694298482,1.0019938694298482,1.0019938694298482,1.0019938694298482]
[null,null,null,null,null,null,null,null,null,null,null,null,null,null,null,null,null,null,null,null,null,null,null,null,null,null,null,null,null,null,null,null,null,null,null,null,null,null,null,null,null,null,null,null,null,null,null,null,null,null,null,null,null,null,null,null,null,null,null,null,null,null,null,null,null,null,null,null,null,null,null,null,null,null,null,null,null,null,null,null,null,null,null,null,null,null,"Ih/If",{"$f":"+CJ473/100","v":0.16882189301894462},{"$f":"+CK473/100","v":0.11254792867929643},0.10498266821242445,9.6320688328105308E-2,9.0499236875235589E-2,8.3834416411161336E-2,7.6307421002154166E-2,7.2939829654311644E-2,6.9378526937374507E-2,6.3180015629944256E-2,6.3180015629944256E-2,6.3180015629944256E-2,6.3180015629944256E-2,6.3180015629944256E-2,6.3180015629944256E-2,6.3180015629944256E-2,6.3180015629944256E-2,6.3180015629944256E-2]
[null,null,null,null,null,null,null,null,null,null,null,null,null,null,null,null,null,null,null,null,null,null,null,null,null,null,null,null,null,null,null,null,null,null,null,null,null,null,null,null,null,null,null,null,null,null,null,null,null,null,null,null,null,null,null,null,null,null,null,null,null,null,null,null,null,null,null,null,null,null,null,null,null,null,null,null,null,null,null,null,null,null,null,null,null,null,"DispPF"]
[null,null,null,null,null,null,null,null,null,null,null,null,null,null,null,null,null,null,null,null,null,null,null,null,null,null,null,null,null,null,null,null,null,null,null,null,null,null,null,null,null,null,null,null,null,null,null,null,null,null,null,null,null,null,null,null,null,null,null,null,null,null,null,null,null,null,null,null,null,null,null,null,null,null,null,null,null,null,null,null,null,null,null,null,null,null,"ActPF"]
[null,null,null,null,null,null,null,null,null,null,null,null,null,null,null,null,null,null,null,null,null,null,null,null,null,null,null,null,null,null,null,null,null,null,null,null,null,null,null,null,null,null,null,null,null,null,null,null,null,null,null,null,null,null,null,null,null,null,null,null,null,null,null,null,null,null,null,null,null,null,null,null,null,null,null,null,null,null,null,null,null,null,null,null,null,null,"%Vthd"]
[null,null,null,null,null,null,null,null,null,null,null,null,null,null,null,null,null,null,null,null,null,null,null,null,null,null,null,null,null,null,null,null,null,null,null,null,null,null,null,null,null,null,null,null,null,null,null,null,null,null,null,null,null,null,null,null,null,null,null,null,null,null,null,null,null,null,null,null,null,null,null,null,null,null,null,null,null,null,null,null,null,null,null,null,null,null,"Vrms/Vs"]
[null,null,null,null,null,null,null,null,null,null,null,null,null,null,null,null,null,null,null,null,null,null,null,null,null,null,null,null,null,null,null,null,null,null,null,null,null,null,null,null,null,null,null,null,null,null,null,null,null,null,null,null,null,null,null,null,null,null,null,null,null,null,null,null,null,null,null,null,null,null,null,null,null,null,null,null,null,null,null,null,null,null,null,null,null,null,"Vbus/Vs"]
[null,null,null,null,null,null,null,null,null,null,null,null,null,null,null,null,null,null,null,null,null,null,null,null,null,null,null,null,null,null,null,null,null,null,null,null,null,null,null,null,null,null,null,null,null,null,null,null,null,null,null,null,null,null,null,null,null,null,null,null,null,null,null,null,null,null,null,null,null,null,null,null,null,null,null,null,null,null,null,null,null,null,null,null,null,null,"%I2nd",null,null,null,null,null,null,null,null,null,null,null,null,null,null,null,null,null,null,2]
[null,null,null,null,null,null,null,null,null,null,null,null,null,null,null,null,null,null,null,null,null,null,null,null,null,null,null,null,null,null,null,null,null,null,null,null,null,null,null,null,null,null,null,null,null,null,null,null,null,null,null,null,null,null,null,null,null,null,null,null,null,null,null,null,null,null,null,null,null,null,null,null,null,null,null,null,null,null,null,null,null,null,null,null,null,null,"%I3rd",{"$f":"+$DB$471*DC482","v":0},{"$f":"+$DB$471*DD482","v":0},{"$f":"+$DB$471*DE482","v":0},{"$f":"+$DB$471*DF482","v":0},{"$f":"+$DB$471*DG482","v":0},{"$f":"+$DB$471*DH482","v":0},{"$f":"+$DB$471*DI482","v":0},{"$f":"+$DB$471*DJ482","v":0},{"$f":"+$DB$471*DK482","v":0},{"$f":"+$DB$471*DL482","v":0},{"$f":"+$DB$471*DM482","v":0},{"$f":"+$DB$471*DN482","v":0},{"$f":"+$DB$471*DO482","v":0},{"$f":"+$DB$471*DP482","v":0},{"$f":"+$DB$471*DQ482","v":0},{"$f":"+$DB$471*DR482","v":0},{"$f":"+$DB$471*DS482","v":0},{"$f":"+$DB$471*DT482","v":0},3]
[null,null,null,null,null,null,null,null,null,null,null,null,null,null,null,null,null,null,null,null,null,null,null,null,null,null,null,null,null,null,null,null,null,null,null,null,null,null,null,null,null,null,null,null,null,null,null,null,null,null,null,null,null,null,null,null,null,null,null,null,null,null,null,null,null,null,null,null,null,null,null,null,null,null,null,null,null,null,null,null,null,null,null,null,null,null,"%I4th",0,0,0,0,0,0,0,0,0,0,0,0,0,0,0,0,0,0,4]
[null,null,null,null,null,null,null,null,null,null,null,null,null,null,null,null,null,null,null,null,null,null,null,null,null,null,null,null,null,null,null,null,null,null,null,null,null,null,null,null,null,null,null,null,null,null,null,null,null,null,null,null,null,null,null,null,null,null,null,null,null,null,null,null,null,null,null,null,null,null,null,null,null,null,null,null,null,null,null,null,null,null,null,null,null,null,"%I5th",8.3325000000000014,5.5549999999999997,5.2799999999999994,5.0325000000000006,4.3725000000000005,4.0149999999999997,3.7125000000000004,3.4649999999999999,3.2174999999999998,3.0250000000000004,3.0250000000000004,3.0250000000000004,3.0250000000000004,3.0250000000000004,3.0250000000000004,3.0250000000000004,3.0250000000000004,3.0250000000000004,5,{"$f":"1.5*DD484","v":3.0300000000000002},2.02,1.92,1.83,1.59,1.46,1.35,1.26,1.17,1.1000000000000001,1.1000000000000001,1.1000000000000001,1.1000000000000001,1.1000000000000001,1.1000000000000001,1.1000000000000001,1.1000000000000001,1.1000000000000001]
[null,null,null,null,null,null,null,null,null,null,null,null,null,null,null,null,null,null,null,null,null,null,null,null,null,null,null,null,null,null,null,null,null,null,null,null,null,null,null,null,null,null,null,null,null,null,null,null,null,null,null,null,null,null,null,null,null,null,null,null,null,null,null,null,null,null,null,null,null,null,null,null,null,null,null,null,null,null,null,null,null,null,null,null,null,null,"%I6th",0,0,0,0,0,0,0,0,0,0,0,0,0,0,0,0,0,0,6]
[null,null,null,null,null,null,null,null,null,null,null,null,null,null,null,null,null,null,null,null,null,null,null,null,null,null,null,null,null,null,null,null,null,null,null,null,null,null,null,null,null,null,null,null,null,null,null,null,null,null,null,null,null,null,null,null,null,null,null,null,null,null,null,null,null,null,null,null,null,null,null,null,null,null,null,null,null,null,null,null,null,null,null,null,null,null,"%I7th",8.9512499999999999,5.9674999999999994,5.5824999999999996,5.0600000000000005,4.7575000000000003,4.4000000000000004,4.0149999999999997,3.7949999999999999,3.5750000000000002,3.2725,3.2725,3.2725,3.2725,3.2725,3.2725,3.2725,3.2725,3.2725,7,{"$f":"1.5*DD486","v":3.2549999999999999},2.17,2.0299999999999998,1.84,1.73,1.6,1.46,1.38,1.3,1.19,1.19,1.19,1.19,1.19,1.19,1.19,1.19,1.19]
[null,null,null,null,null,null,null,null,null,null,null,null,null,null,null,null,null,null,null,null,null,null,null,null,null,null,null,null,null,null,null,null,null,null,null,null,null,null,null,null,null,null,null,null,null,null,null,null,null,null,null,null,null,null,null,null,null,null,null,null,null,null,null,null,null,null,null,null,null,null,null,null,null,null,null,null,null,null,null,null,null,null,null,null,null,null,"%I8th",0,0,0,0,0,0,0,0,0,0,0,0,0,0,0,0,0,0,8]
[null,null,null,null,null,null,null,null,null,null,null,null,null,null,null,null,null,null,null,null,null,null,null,null,null,null,null,null,null,null,null,null,null,null,null,null,null,null,null,null,null,null,null,null,null,null,null,null,null,null,null,null,null,null,null,null,null,null,null,null,null,null,null,null,null,null,null,null,null,null,null,null,null,null,null,null,null,null,null,null,null,null,null,null,null,null,"%I9th",0,0,0,0,0,0,0,0,0,0,0,0,0,0,0,0,0,0,9]
[null,null,null,null,null,null,null,null,null,null,null,null,null,null,null,null,null,null,null,null,null,null,null,null,null,null,null,null,null,null,null,null,null,null,null,null,null,null,null,null,null,null,null,null,null,null,null,null,null,null,null,null,null,null,null,null,null,null,null,null,null,null,null,null,null,null,null,null,null,null,null,null,null,null,null,null,null,null,null,null,null,null,null,null,null,null,"%I10th",0,0,0,0,0,0,0,0,0,0,0,0,0,0,0,0,0,0,10]
[null,null,null,null,null,null,null,null,null,null,null,null,null,null,null,null,null,null,null,null,null,null,null,null,null,null,null,null,null,null,null,null,null,null,null,null,null,null,null,null,null,null,null,null,null,null,null,null,null,null,null,null,null,null,null,null,null,null,null,null,null,null,null,null,null,null,null,null,null,null,null,null,null,null,null,null,null,null,null,null,null,null,null,null,null,null,"%I11th",8.8687499999999986,5.9124999999999996,5.5549999999999997,5.0875000000000004,4.84,4.51,4.1524999999999999,3.96,3.7675000000000001,3.4649999999999999,3.4649999999999999,3.4649999999999999,3.4649999999999999,3.4649999999999999,3.4649999999999999,3.4649999999999999,3.4649999999999999,3.4649999999999999,11,{"$f":"1.5*DD490","v":3.2249999999999996},2.15,2.02,1.85,1.76,1.64,1.51,1.44,1.37,1.26,1.26,1.26,1.26,1.26,1.26,1.26,1.26,1.26]
[null,null,null,null,null,null,null,null,null,null,null,null,null,null,null,null,null,null,null,null,null,null,null,null,null,null,null,null,null,null,null,null,null,null,null,null,null,null,null,null,null,null,null,null,null,null,null,null,null,null,null,null,null,null,null,null,null,null,null,null,null,null,null,null,null,null,null,null,null,null,null,null,null,null,null,null,null,null,null,null,null,null,null,null,null,null,"%I12th",0,0,0,0,0,0,0,0,0,0,0,0,0,0,0,0,0,0,12]
[null,null,null,null,null,null,null,null,null,null,null,null,null,null,null,null,null,null,null,null,null,null,null,null,null,null,null,null,null,null,null,null,null,null,null,null,null,null,null,null,null,null,null,null,null,null,null,null,null,null,null,null,null,null,null,null,null,null,null,null,null,null,null,null,null,null,null,null,null,null,null,null,null,null,null,null,null,null,null,null,null,null,null,null,null,null,"%I13th",5.4037500000000005,3.6025,3.3824999999999998,3.1074999999999999,3.0525000000000002,2.8600000000000003,2.6124999999999998,2.5575000000000001,2.4750000000000001,2.2549999999999999,2.2549999999999999,2.2549999999999999,2.2549999999999999,2.2549999999999999,2.2549999999999999,2.2549999999999999,2.2549999999999999,2.2549999999999999,13,{"$f":"1.5*DD492","v":1.9650000000000001},1.31,1.23,1.1299999999999999,1.1100000000000001,1.04,0.95,0.93,0.9,0.82,0.82,0.82,0.82,0.82,0.82,0.82,0.82,0.82]
[null,null,null,null,null,null,null,null,null,null,null,null,null,null,null,null,null,null,null,null,null,null,null,null,null,null,null,null,null,null,null,null,null,null,null,null,null,null,null,null,null,null,null,null,null,null,null,null,null,null,null,null,null,null,null,null,null,null,null,null,null,null,null,null,null,null,null,null,null,null,null,null,null,null,null,null,null,null,null,null,null,null,null,null,null,null,"%I14th",0,0,0,0,0,0,0,0,0,0,0,0,0,0,0,0,0,0,14]
[null,null,null,null,null,null,null,null,null,null,null,null,null,null,null,null,null,null,null,null,null,null,null,null,null,null,null,null,null,null,null,null,null,null,null,null,null,null,null,null,null,null,null,null,null,null,null,null,null,null,null,null,null,null,null,null,null,null,null,null,null,null,null,null,null,null,null,null,null,null,null,null,null,null,null,null,null,null,null,null,null,null,null,null,null,null,"%I15th",0,0,0,0,0,0,0,0,0,0,0,0,0,0,0,0,0,0,15]
[null,null,null,null,null,null,null,null,null,null,null,null,null,null,null,null,null,null,null,null,null,null,null,null,null,null,null,null,null,null,null,null,null,null,null,null,null,null,null,null,null,null,null,null,null,null,null,null,null,null,null,null,null,null,null,null,null,null,null,null,null,null,null,null,null,null,null,null,null,null,null,null,null,null,null,null,null,null,null,null,null,null,null,null,null,null,"%I16th",0,0,0,0,0,0,0,0,0,0,0,0,0,0,0,0,0,0,16]
[null,null,null,null,null,null,null,null,null,null,null,null,null,null,null,null,null,null,null,null,null,null,null,null,null,null,null,null,null,null,null,null,null,null,null,null,null,null,null,null,null,null,null,null,null,null,null,null,null,null,null,null,null,null,null,null,null,null,null,null,null,null,null,null,null,null,null,null,null,null,null,null,null,null,null,null,null,null,null,null,null,null,null,null,null,null,"%I17th",2.92875,1.9524999999999999,1.7324999999999999,1.5125000000000002,1.5125000000000002,1.4025000000000001,1.21,1.1824999999999999,1.155,0.99,0.99,0.99,0.99,0.99,0.99,0.99,0.99,0.99,17,{"$f":"1.5*DD496","v":1.0649999999999999},0.71,0.63,0.55000000000000004,0.55000000000000004,0.51,0.44,0.43,0.42,0.36,0.36,0.36,0.36,0.36,0.36,0.36,0.36,0.36]
[null,null,null,null,null,null,null,null,null,null,null,null,null,null,null,null,null,null,null,null,null,null,null,null,null,null,null,null,null,null,null,null,null,null,null,null,null,null,null,null,null,null,null,null,null,null,null,null,null,null,null,null,null,null,null,null,null,null,null,null,null,null,null,null,null,null,null,null,null,null,null,null,null,null,null,null,null,null,null,null,null,null,null,null,null,null,"%I18th",{"$f":"+$DB$471*DC497","v":0},{"$f":"+$DB$471*DD497","v":0},{"$f":"+$DB$471*DE497","v":0},{"$f":"+$DB$471*DF497","v":0},{"$f":"+$DB$471*DG497","v":0},{"$f":"+$DB$471*DH497","v":0},{"$f":"+$DB$471*DI497","v":0},{"$f":"+$DB$471*DJ497","v":0},{"$f":"+$DB$471*DK497","v":0},{"$f":"+$DB$471*DL497","v":0},{"$f":"+$DB$471*DM497","v":0},{"$f":"+$DB$471*DN497","v":0},{"$f":"+$DB$471*DO497","v":0},{"$f":"+$DB$471*DP497","v":0},{"$f":"+$DB$471*DQ497","v":0},{"$f":"+$DB$471*DR497","v":0},{"$f":"+$DB$471*DS497","v":0},0,18]
[null,null,null,null,null,null,null,null,null,null,null,null,null,null,null,null,null,null,null,null,null,null,null,null,null,null,null,null,null,null,null,null,null,null,null,null,null,null,null,null,null,null,null,null,null,null,null,null,null,null,null,null,null,null,null,null,null,null,null,null,null,null,null,null,null,null,null,null,null,null,null,null,null,null,null,null,null,null,null,null,null,null,null,null,null,null,"%I19th",2.8050000000000002,1.87,1.6775,1.4575,1.4575,1.3474999999999999,1.1824999999999999,1.155,1.1274999999999999,0.96249999999999991,0.96249999999999991,0.96249999999999991,0.96249999999999991,0.96249999999999991,0.96249999999999991,0.96249999999999991,0.96249999999999991,0.96249999999999991,19,{"$f":"1.5*DD498","v":1.02},0.68,0.61,0.53,0.53,0.49,0.43,0.42,0.41,0.35,0.35,0.35,0.35,0.35,0.35,0.35,0.35,0.35]
[null,null,null,null,null,null,null,null,null,null,null,null,null,null,null,null,null,null,null,null,null,null,null,null,null,null,null,null,null,null,null,null,null,null,null,null,null,null,null,null,null,null,null,null,null,null,null,null,null,null,null,null,null,null,null,null,null,null,null,null,null,null,null,null,null,null,null,null,null,null,null,null,null,null,null,null,null,null,null,null,null,null,null,null,null,null,"%I20th",0,0,0,0,0,0,0,0,0,0,0,0,0,0,0,0,0,0,20]
[null,null,null,null,null,null,null,null,null,null,null,null,null,null,null,null,null,null,null,null,null,null,null,null,null,null,null,null,null,null,null,null,null,null,null,null,null,null,null,null,null,null,null,null,null,null,null,null,null,null,null,null,null,null,null,null,null,null,null,null,null,null,null,null,null,null,null,null,null,null,null,null,null,null,null,null,null,null,null,null,null,null,null,null,null,null,"%I21th",0,0,0,0,0,0,0,0,0,0,0,0,0,0,0,0,0,0,21]
[null,null,null,null,null,null,null,null,null,null,null,null,null,null,null,null,null,null,null,null,null,null,null,null,null,null,null,null,null,null,null,null,null,null,null,null,null,null,null,null,null,null,null,null,null,null,null,null,null,null,null,null,null,null,null,null,null,null,null,null,null,null,null,null,null,null,null,null,null,null,null,null,null,null,null,null,null,null,null,null,null,null,null,null,null,null,"%I22th",0,0,0,0,0,0,0,0,0,0,0,0,0,0,0,0,0,0,22]
[null,null,null,null,null,null,null,null,null,null,null,null,null,null,null,null,null,null,null,null,null,null,null,null,null,null,null,null,null,null,null,null,null,null,null,null,null,null,null,null,null,null,null,null,null,null,null,null,null,null,null,null,null,null,null,null,null,null,null,null,null,null,null,null,null,null,null,null,null,null,null,null,null,null,null,null,null,null,null,null,null,null,null,null,null,null,"%I23th",1.6912499999999999,1.1274999999999999,0.96249999999999991,0.85250000000000004,0.93500000000000005,0.85250000000000004,0.74250000000000005,0.77,0.79749999999999999,0.65999999999999992,0.65999999999999992,0.65999999999999992,0.65999999999999992,0.65999999999999992,0.65999999999999992,0.65999999999999992,0.65999999999999992,0.65999999999999992,23,{"$f":"1.5*DD502","v":0.61499999999999999},0.41,0.35,0.31,0.34,0.31,0.27,0.28000000000000003,0.28999999999999998,0.24,0.24,0.24,0.24,0.24,0.24,0.24,0.24,0.24]
[null,null,null,null,null,null,null,null,null,null,null,null,null,null,null,null,null,null,null,null,null,null,null,null,null,null,null,null,null,null,null,null,null,null,null,null,null,null,null,null,null,null,null,null,null,null,null,null,null,null,null,null,null,null,null,null,null,null,null,null,null,null,null,null,null,null,null,null,null,null,null,null,null,null,null,null,null,null,null,null,null,null,null,null,null,null,"%I24th",0,0,0,0,0,0,0,0,0,0,0,0,0,0,0,0,0,0,24]
[null,null,null,null,null,null,null,null,null,null,null,null,null,null,null,null,null,null,null,null,null,null,null,null,null,null,null,null,null,null,null,null,null,null,null,null,null,null,null,null,null,null,null,null,null,null,null,null,null,null,null,null,null,null,null,null,null,null,null,null,null,null,null,null,null,null,null,null,null,null,null,null,null,null,null,null,null,null,null,null,null,null,null,null,null,null,"%I25th",1.4025000000000001,0.93500000000000005,0.77,0.63250000000000006,0.71500000000000008,0.65999999999999992,0.52249999999999996,0.57750000000000001,0.60499999999999998,0.46750000000000003,0.46750000000000003,0.46750000000000003,0.46750000000000003,0.46750000000000003,0.46750000000000003,0.46750000000000003,0.46750000000000003,0.46750000000000003,25,{"$f":"1.5*DD504","v":0.51},0.34,0.28000000000000003,0.23,0.26,0.24,0.19,0.21,0.22,0.17,0.17,0.17,0.17,0.17,0.17,0.17,0.17,0.17]
[null,null,null,null,null,null,null,null,null,null,null,null,null,null,null,null,null,null,null,null,null,null,null,null,null,null,null,null,null,null,null,null,null,null,null,null,null,null,null,null,null,null,null,null,null,null,null,null,null,null,null,null,null,null,null,null,null,null,null,null,null,null,null,null,null,null,null,null,null,null,null,null,null,null,null,null,null,null,null,null,null,null,null,null,null,null,"%I26th",0,0,0,0,0,0,0,0,0,0,0,0,0,0,0,0,0,0,26]
[null,null,null,null,null,null,null,null,null,null,null,null,null,null,null,null,null,null,null,null,null,null,null,null,null,null,null,null,null,null,null,null,null,null,null,null,null,null,null,null,null,null,null,null,null,null,null,null,null,null,null,null,null,null,null,null,null,null,null,null,null,null,null,null,null,null,null,null,null,null,null,null,null,null,null,null,null,null,null,null,null,null,null,null,null,null,"%I27th",0,0,0,0,0,0,0,0,0,0,0,0,0,0,0,0,0,0,27]
[null,null,null,null,null,null,null,null,null,null,null,null,null,null,null,null,null,null,null,null,null,null,null,null,null,null,null,null,null,null,null,null,null,null,null,null,null,null,null,null,null,null,null,null,null,null,null,null,null,null,null,null,null,null,null,null,null,null,null,null,null,null,null,null,null,null,null,null,null,null,null,null,null,null,null,null,null,null,null,null,null,null,null,null,null,null,"%I28th",0,0,0,0,0,0,0,0,0,0,0,0,0,0,0,0,0,0,28]
[null,null,null,null,null,null,null,null,null,null,null,null,null,null,null,null,null,null,null,null,null,null,null,null,null,null,null,null,null,null,null,null,null,null,null,null,null,null,null,null,null,null,null,null,null,null,null,null,null,null,null,null,null,null,null,null,null,null,null,null,null,null,null,null,null,null,null,null,null,null,null,null,null,null,null,null,null,null,null,null,null,null,null,null,null,null,"%I29th",1.3199999999999998,0.88,0.71500000000000008,0.57750000000000001,0.65999999999999992,0.63250000000000006,0.495,0.52249999999999996,0.55000000000000004,0.41249999999999998,0.41249999999999998,0.41249999999999998,0.41249999999999998,0.41249999999999998,0.41249999999999998,0.41249999999999998,0.41249999999999998,0.41249999999999998,29,{"$f":"1.5*DD508","v":0.48},0.32,0.26,0.21,0.24,0.23,0.18,0.19,0.2,0.15,0.15,0.15,0.15,0.15,0.15,0.15,0.15,0.15]
[null,null,null,null,null,null,null,null,null,null,null,null,null,null,null,null,null,null,null,null,null,null,null,null,null,null,null,null,null,null,null,null,null,null,null,null,null,null,null,null,null,null,null,null,null,null,null,null,null,null,null,null,null,null,null,null,null,null,null,null,null,null,null,null,null,null,null,null,null,null,null,null,null,null,null,null,null,null,null,null,null,null,null,null,null,null,"%I30th",0,0,0,0,0,0,0,0,0,0,0,0,0,0,0,0,0,0,30]
[null,null,null,null,null,null,null,null,null,null,null,null,null,null,null,null,null,null,null,null,null,null,null,null,null,null,null,null,null,null,null,null,null,null,null,null,null,null,null,null,null,null,null,null,null,null,null,null,null,null,null,null,null,null,null,null,null,null,null,null,null,null,null,null,null,null,null,null,null,null,null,null,null,null,null,null,null,null,null,null,null,null,null,null,null,null,"%I31th",1.0725,0.71500000000000008,0.55000000000000004,0.44,0.57750000000000001,0.52249999999999996,0.38500000000000001,0.46750000000000003,0.495,0.32999999999999996,0.32999999999999996,0.32999999999999996,0.32999999999999996,0.32999999999999996,0.32999999999999996,0.32999999999999996,0.32999999999999996,0.32999999999999996,31,{"$f":"1.5*DD510","v":0.39},0.26,0.2,0.16,0.21,0.19,0.14000000000000001,0.17,0.18,0.12,0.12,0.12,0.12,0.12,0.12,0.12,0.12,0.12]
[null,null,null,null,null,null,null,null,null,null,null,null,null,null,null,null,null,null,null,null,null,null,null,null,null,null,null,null,null,null,null,null,null,null,null,null,null,null,null,null,null,null,null,null,null,null,null,null,null,null,null,null,null,null,null,null,null,null,null,null,null,null,null,null,null,null,null,null,null,null,null,null,null,null,null,null,null,null,null,null,null,null,null,null,null,null,"%I32th",0,0,0,0,0,0,0,0,0,0,0,0,0,0,0,0,0,0,32]
[null,null,null,null,null,null,null,null,null,null,null,null,null,null,null,null,null,null,null,null,null,null,null,null,null,null,null,null,null,null,null,null,null,null,null,null,null,null,null,null,null,null,null,null,null,null,null,null,null,null,null,null,null,null,null,null,null,null,null,null,null,null,null,null,null,null,null,null,null,null,null,null,null,null,null,null,null,null,null,null,null,null,null,null,null,null,"%I33rd",0,0,0,0,0,0,0,0,0,0,0,0,0,0,0,0,0,0,33]
[null,null,null,null,null,null,null,null,null,null,null,null,null,null,null,null,null,null,null,null,null,null,null,null,null,null,null,null,null,null,null,null,null,null,null,null,null,null,null,null,null,null,null,null,null,null,null,null,null,null,null,null,null,null,null,null,null,null,null,null,null,null,null,null,null,null,null,null,null,null,null,null,null,null,null,null,null,null,null,null,null,null,null,null,null,null,"%I35th",0.90750000000000008,0.60499999999999998,0.44,0.30249999999999999,0.44,0.38500000000000001,0.2475,0.32999999999999996,0.35750000000000004,0.22,0.22,0.22,0.22,0.22,0.22,0.22,0.22,0.22,35,{"$f":"1.5*DD513","v":0.33},0.22,0.16,0.11,0.16,0.14000000000000001,0.09,0.12,0.13,0.08,0.08,0.08,0.08,0.08,0.08,0.08,0.08,0.08]
[null,null,null,null,null,null,null,null,null,null,null,null,null,null,null,null,null,null,null,null,null,null,null,null,null,null,null,null,null,null,null,null,null,null,null,null,null,null,null,null,null,null,null,null,null,null,null,null,null,null,null,null,null,null,null,null,null,null,null,null,null,null,null,null,null,null,null,null,null,null,null,null,null,null,null,null,null,null,null,null,null,null,null,null,null,null,"%I37th",0.86624999999999996,0.57750000000000001,0.44,0.27500000000000002,0.41249999999999998,0.38500000000000001,0.2475,0.30249999999999999,0.32999999999999996,0.1925,0.1925,0.1925,0.1925,0.1925,0.1925,0.1925,0.1925,0.1925,37,{"$f":"1.5*DD514","v":0.315},0.21,0.16,0.1,0.15,0.14000000000000001,0.09,0.11,0.12,7.0000000000000007E-2,7.0000000000000007E-2,7.0000000000000007E-2,7.0000000000000007E-2,7.0000000000000007E-2,7.0000000000000007E-2,7.0000000000000007E-2,7.0000000000000007E-2,7.0000000000000007E-2]
[null,null,null,null,null,null,null,null,null,null,null,null,null,null,null,null,null,null,null,null,null,null,null,null,null,null,null,null,null,null,null,null,null,null,null,null,null,null,null,null,null,null,null,null,null,null,null,null,null,null,null,null,null,null,null,null,null,null,null,null,null,null,null,null,null,null,null,null,null,null,null,null,null,null,null,null,null,null,null,null,null,null,null,null,null,null,"%I39th",0,0,0,0,0,0,0,0,0,0,0,0,0,0,0,0,0,0,39]
[null,null,null,null,null,null,null,null,null,null,null,null,null,null,null,null,null,null,null,null,null,null,null,null,null,null,null,null,null,null,null,null,null,null,null,null,null,null,null,null,null,null,null,null,null,null,null,null,null,null,null,null,null,null,null,null,null,null,null,null,null,null,null,null,null,null,null,null,null,null,null,null,null,null,null,null,null,null,null,null,null,null,null,null,null,null,"%I41th",0.70125000000000004,0.46750000000000003,0.30249999999999999,0.1925,0.38500000000000001,0.32999999999999996,0.16499999999999998,0.27500000000000002,0.30249999999999999,0.13750000000000001,0.13750000000000001,0.13750000000000001,0.13750000000000001,0.13750000000000001,0.13750000000000001,0.13750000000000001,0.13750000000000001,0.13750000000000001,41,{"$f":"1.5*DD516","v":0.255},0.17,0.11,7.0000000000000007E-2,0.14000000000000001,0.12,0.06,0.1,0.11,0.05,0.05,0.05,0.05,0.05,0.05,0.05,0.05,0.05]
[null,null,null,null,null,null,null,null,null,null,null,null,null,null,null,null,null,null,null,null,null,null,null,null,null,null,null,null,null,null,null,null,null,null,null,null,null,null,null,null,null,null,null,null,null,null,null,null,null,null,null,null,null,null,null,null,null,null,null,null,null,null,null,null,null,null,null,null,null,null,null,null,null,null,null,null,null,null,null,null,null,null,null,null,null,null,"%I43th",0.70125000000000004,0.46750000000000003,0.30249999999999999,0.13750000000000001,0.32999999999999996,0.30249999999999999,0.11,0.22,0.27500000000000002,0.11,0.11,0.11,0.11,0.11,0.11,0.11,0.11,0.11,43,{"$f":"1.5*DD517","v":0.255},0.17,0.11,0.05,0.12,0.11,0.04,0.08,0.1,0.04,0.04,0.04,0.04,0.04,0.04,0.04,0.04,0.04]
[null,null,null,null,null,null,null,null,null,null,null,null,null,null,null,null,null,null,null,null,null,null,null,null,null,null,null,null,null,null,null,null,null,null,null,null,null,null,null,null,null,null,null,null,null,null,null,null,null,null,null,null,null,null,null,null,null,null,null,null,null,null,null,null,null,null,null,null,null,null,null,null,null,null,null,null,null,null,null,null,null,null,null,null,null,null,"%I45th",0,0,0,0,0,0,0,0,0,0,0,0,0,0,0,0,0,0,45]
[null,null,null,null,null,null,null,null,null,null,null,null,null,null,null,null,null,null,null,null,null,null,null,null,null,null,null,null,null,null,null,null,null,null,null,null,null,null,null,null,null,null,null,null,null,null,null,null,null,null,null,null,null,null,null,null,null,null,null,null,null,null,null,null,null,null,null,null,null,null,null,null,null,null,null,null,null,null,null,null,null,null,null,null,null,null,"%I47th",0.70125000000000004,0.46750000000000003,0.30249999999999999,0.11,0.32999999999999996,0.30249999999999999,0.11,0.22,0.2475,8.249999999999999E-2,8.249999999999999E-2,8.249999999999999E-2,8.249999999999999E-2,8.249999999999999E-2,8.249999999999999E-2,8.249999999999999E-2,8.249999999999999E-2,8.249999999999999E-2,47,{"$f":"1.5*DD519","v":0.255},0.17,0.11,0.04,0.12,0.11,0.04,0.08,0.09,0.03,0.03,0.03,0.03,0.03,0.03,0.03,0.03,0.03]
[null,null,null,null,null,null,null,null,null,null,null,null,null,null,null,null,null,null,null,null,null,null,null,null,null,null,null,null,null,null,null,null,null,null,null,null,null,null,null,null,null,null,null,null,null,null,null,null,null,null,null,null,null,null,null,null,null,null,null,null,null,null,null,null,null,null,null,null,null,null,null,null,null,null,null,null,null,null,null,null,null,null,null,null,null,null,"%I49th",0.61874999999999991,0.41249999999999998,0.2475,8.249999999999999E-2,0.32999999999999996,0.27500000000000002,5.5E-2,0.22,0.2475,5.5E-2,5.5E-2,5.5E-2,5.5E-2,5.5E-2,5.5E-2,5.5E-2,5.5E-2,5.5E-2,49,{"$f":"1.5*DD520","v":0.22499999999999998},0.15,0.09,0.03,0.12,0.1,0.02,0.08,0.09,0.02,0.02,0.02,0.02,0.02,0.02,0.02,0.02,0.02]
[]
[null,null,null,null,null,null,null,null,null,null,null,null,null,null,null,null,null,null,null,null,null,null,null,null,null,null,null,null,null,null,null,null,null,null,null,null,null,null,null,null,null,null,null,null,null,null,null,null,null,null,null,null,null,null,null,null,null,null,null,null,null,null,null,null,null,null,null,null,null,null,null,null,null,null,null,null,null,null,null,null,null,null,null,null,null,11,"18-Pulse w auto-transformer",null,null,null,null,null,null,null,null,null,null,null,null,null,null,null,null,null,1]
[null,null,null,null,null,null,null,null,null,null,null,null,null,null,null,null,null,null,null,null,null,null,null,null,null,null,null,null,null,null,null,null,null,null,null,null,null,null,null,null,null,null,null,null,null,null,null,null,null,null,null,null,null,null,null,null,null,null,null,null,null,null,null,null,null,null,null,null,null,null,null,null,null,null,null,null,null,null,null,null,null,null,null,null,null,null,"%Zloop",0.1,0.5,1,2,3,4,5,6,7,8,10,12,14,18,21,100,1000,10000,null,0.1,0.5,1,2,3,4,5,6,7,8,10,12,14,18,21,100,1000,10000]
[null,null,null,null,null,null,null,null,null,null,null,null,null,null,null,null,null,null,null,null,null,null,null,null,null,null,null,null,null,null,null,null,null,null,null,null,null,null,null,null,null,null,null,null,null,null,null,null,null,null,null,null,null,null,null,null,null,null,null,null,null,null,null,null,null,null,null,null,null,null,null,null,null,null,null,null,null,null,null,null,null,null,null,null,null,null,"Kfactor",{"$f":"+(10000+SUMPRODUCT(CJ533:CJ572,$DB533:$DB572,CJ533:CJ572,$DB533:$DB572))/10000/CJ526^2","v":0.91668736489862157},{"$f":"+(10000+SUMPRODUCT(CK533:CK572,$DB533:$DB572,CK533:CK572,$DB533:$DB572))/10000/CK526^2","v":0.98789970564779206},0.98980921387811072,0.98159845944624846,0.97495135593301341,0.99243553248191552,0.99550581145558759,0.99665273901662277,0.99724780011518155,0.99770156925468367,0.99828060544493924,0.9987165519550556,0.99902950462806683,0.99933077852338914,0.99948016529991957,0.9814512051904597,0.9814512051904597,0.9814512051904597]
[null,null,null,null,null,null,null,null,null,null,null,null,null,null,null,null,null,null,null,null,null,null,null,null,null,null,null,null,null,null,null,null,null,null,null,null,null,null,null,null,null,null,null,null,null,null,null,null,null,null,null,null,null,null,null,null,null,null,null,null,null,null,null,null,null,null,null,null,null,null,null,null,null,null,null,null,null,null,null,null,null,null,null,null,null,null,"%Ithd",{"$f":"+SQRT(SUMSQ(CJ533:CJ572))","v":30.147049417589152},{"$f":"+SQRT(SUMSQ(CK533:CK572))","v":11.067296357497007},10.146776569303968,13.691787731376488,16.028786232988303,8.7304781276908496,6.7189861268534514,5.7952590698411006,5.253375479995932,4.7997142615913617,4.1501276661422466,3.5848255197297609,3.1167902530652545,2.5877975846500134,2.2805812170214024,13.747492523636112,13.747492523636112,13.747492523636112,null,null,null,null,null,null,null,0.21,0.26,0.33,0.38,0.55000000000000004,0.73,0.83,0.92,1.08,0,0,0]
[null,null,null,null,null,null,null,null,null,null,null,null,null,null,null,null,null,null,null,null,null,null,null,null,null,null,null,null,null,null,null,null,null,null,null,null,null,null,null,null,null,null,null,null,null,null,null,null,null,null,null,null,null,null,null,null,null,null,null,null,null,null,null,null,null,null,null,null,null,null,null,null,null,null,null,null,null,null,null,null,null,null,null,null,null,null,"Irms/If",{"$f":"+SQRT(1+(CJ525/100)^2)","v":1.0444541439712209},1.0061056131770991,1.0051346713126246,1.0093297306272651,1.0127646314965209,1.003803827863696,1.002254696899588,1.0016778438044127,1.0013789469493466,1.0011512002186744,1.0008608074874987,1.0006423423984669,1.000485601169832,1.0003347787785408,1.0002600187295017,1.0094054463240938,1.0094054463240938,1.0094054463240938]
[null,null,null,null,null,null,null,null,null,null,null,null,null,null,null,null,null,null,null,null,null,null,null,null,null,null,null,null,null,null,null,null,null,null,null,null,null,null,null,null,null,null,null,null,null,null,null,null,null,null,null,null,null,null,null,null,null,null,null,null,null,null,null,null,null,null,null,null,null,null,null,null,null,null,null,null,null,null,null,null,null,null,null,null,null,null,"Ih/If",{"$f":"+CJ525/100","v":0.3014704941758915},{"$f":"+CK525/100","v":0.11067296357497007},0.10146776569303968,0.13691787731376487,0.16028786232988301,8.7304781276908494E-2,6.7189861268534518E-2,5.7952590698411008E-2,5.2533754799959323E-2,4.7997142615913618E-2,4.1501276661422469E-2,3.5848255197297611E-2,3.1167902530652544E-2,2.5877975846500135E-2,2.2805812170214025E-2,0.13747492523636112,0.13747492523636112,0.13747492523636112,null,null,null,null,null,null,null,0.01,0.01,0,0.01,0.01,0.02,0.02,0.08,7.0000000000000007E-2,0,0,0]
[null,null,null,null,null,null,null,null,null,null,null,null,null,null,null,null,null,null,null,null,null,null,null,null,null,null,null,null,null,null,null,null,null,null,null,null,null,null,null,null,null,null,null,null,null,null,null,null,null,null,null,null,null,null,null,null,null,null,null,null,null,null,null,null,null,null,null,null,null,null,null,null,null,null,null,null,null,null,null,null,null,null,null,null,null,null,"DispPF",null,null,null,null,null,null,null,null,null,null,null,null,null,null,null,null,null,null,null,null,null,null,null,null,null,0.01,0.01,0.01,0.01,0.02,0.01,0.03,0.05,0.13,13,13,13]
[null,null,null,null,null,null,null,null,null,null,null,null,null,null,null,null,null,null,null,null,null,null,null,null,null,null,null,null,null,null,null,null,null,null,null,null,null,null,null,null,null,null,null,null,null,null,null,null,null,null,null,null,null,null,null,null,null,null,null,null,null,null,null,null,null,null,null,null,null,null,null,null,null,null,null,null,null,null,null,null,null,null,null,null,null,null,"ActPF"]
[null,null,null,null,null,null,null,null,null,null,null,null,null,null,null,null,null,null,null,null,null,null,null,null,null,null,null,null,null,null,null,null,null,null,null,null,null,null,null,null,null,null,null,null,null,null,null,null,null,null,null,null,null,null,null,null,null,null,null,null,null,null,null,null,null,null,null,null,null,null,null,null,null,null,null,null,null,null,null,null,null,null,null,null,null,null,"%Vthd",null,null,null,null,null,null,null,null,null,null,null,null,null,null,null,null,null,null,null,null,null,null,null,null,null,0.01,0.01,0.01,0.02,0.01,0,0.03,0.04,0.12,4,4,4]
[null,null,null,null,null,null,null,null,null,null,null,null,null,null,null,null,null,null,null,null,null,null,null,null,null,null,null,null,null,null,null,null,null,null,null,null,null,null,null,null,null,null,null,null,null,null,null,null,null,null,null,null,null,null,null,null,null,null,null,null,null,null,null,null,null,null,null,null,null,null,null,null,null,null,null,null,null,null,null,null,null,null,null,null,null,null,"Vrms/Vs",null,null,null,null,null,null,null,null,null,null,null,null,null,null,null,null,null,null,null,null,null,null,null,null,null,0.04,0.01,0,0.01,0.01,0.01,0.02,0.1,7.0000000000000007E-2,0,0,0]
[null,null,null,null,null,null,null,null,null,null,null,null,null,null,null,null,null,null,null,null,null,null,null,null,null,null,null,null,null,null,null,null,null,null,null,null,null,null,null,null,null,null,null,null,null,null,null,null,null,null,null,null,null,null,null,null,null,null,null,null,null,null,null,null,null,null,null,null,null,null,null,null,null,null,null,null,null,null,null,null,null,null,null,null,null,null,"Vbus/Vs"]
[null,null,null,null,null,null,null,null,null,null,null,null,null,null,null,null,null,null,null,null,null,null,null,null,null,null,null,null,null,null,null,null,null,null,null,null,null,null,null,null,null,null,null,null,null,null,null,null,null,null,null,null,null,null,null,null,null,null,null,null,null,null,null,null,null,null,null,null,null,null,null,null,null,null,null,null,null,null,null,null,null,null,null,null,null,null,"%I2nd",{"$f":"+$DA$522*DC533","v":1.6715375029175014E-2},{"$f":"+$DA$522*DD533","v":2.7183322054767992E-2},2.3629646210498258E-2,9.7931723722871039E-2,0.11486928308681989,0.24660571079348168,{"$f":"+$DA$522*DI525","v":0.21},0.26,0.33,0.38,0.55000000000000004,0.73,0.83,0.92,1.08,0,0,0,null,1.6715375029175014E-2,2.7183322054767992E-2,2.3629646210498258E-2,9.7931723722871039E-2,0.11486928308681989,0.24660571079348168,0.1783597935733672,0.25776316769007729,0.33979685994640563,0.47445394758332665,0.61932507838182538,0.69293836255041397,0.60491542635640205,0.53512348495119355,0.32384647937670319,0.32384647937670319,0.32384647937670319,0.32384647937670319]
[null,null,null,null,null,null,null,null,null,null,null,null,null,null,null,null,null,null,null,null,null,null,null,null,null,null,null,null,null,null,null,null,null,null,null,null,null,null,null,null,null,null,null,null,null,null,null,null,null,null,null,null,null,null,null,null,null,null,null,null,null,null,null,null,null,null,null,null,null,null,null,null,null,null,null,null,null,null,null,null,null,null,null,null,null,null,"%I3rd",{"$f":"+$DA$522*DC534","v":3.0692228764603602},3.7019202107167422,4.7225473839713024,10.653223268243622,14.074318224125568,5.7840348823057957,0,0,0,0,0,0,0,0,0,0,0,0,null,3.0692228764603602,3.7019202107167422,4.7225473839713024,10.653223268243622,14.074318224125568,5.7840348823057957,3.4429200500112125,2.4074514926557211,1.8643628219297523,1.4941492261106142,1.114447518297434,0.88614448961614856,0.71223691687194801,0.73749721047625461,0.49210244390139002,0.49210244390139002,0.49210244390139002,0.49210244390139002]
[null,null,null,null,null,null,null,null,null,null,null,null,null,null,null,null,null,null,null,null,null,null,null,null,null,null,null,null,null,null,null,null,null,null,null,null,null,null,null,null,null,null,null,null,null,null,null,null,null,null,null,null,null,null,null,null,null,null,null,null,null,null,null,null,null,null,null,null,null,null,null,null,null,null,null,null,null,null,null,null,null,null,null,null,null,null,"%I4th",{"$f":"+$DA$522*DC535","v":2.3694980384767923E-2},5.6999172984349117E-2,3.6139322712314327E-2,5.7011466928808881E-2,1.6692720595603956E-2,4.0134313415664154E-2,0.01,0.01,0,0.01,0.01,0.02,0.02,0.08,7.0000000000000007E-2,0,0,0,null,2.3694980384767923E-2,5.6999172984349117E-2,3.6139322712314327E-2,5.7011466928808881E-2,1.6692720595603956E-2,4.0134313415664154E-2,5.2532028203823841E-2,3.6905271132530899E-2,2.9460535825409844E-2,2.4405713277027254E-2,3.7632690362643162E-2,0.11129371426085759,0.15627751997134751,0.21628385448306386,0.21236507195093143,0.21236507195093143,0.21236507195093143,0.21236507195093143]
[null,null,null,null,null,null,null,null,null,null,null,null,null,null,null,null,null,null,null,null,null,null,null,null,null,null,null,null,null,null,null,null,null,null,null,null,null,null,null,null,null,null,null,null,null,null,null,null,null,null,null,null,null,null,null,null,null,null,null,null,null,null,null,null,null,null,null,null,null,null,null,null,null,null,null,null,null,null,null,null,null,null,null,null,null,null,"%I5th",0.12613976115605766,7.661068310651542E-2,3.8933453861020859E-2,1.9980773042410374E-2,6.1747122894682226E-2,1.722280643740037E-2,0.01,0.01,0.01,0.01,0.02,0.01,0.03,0.05,0.13,13,13,13,null,0.12613976115605766,7.661068310651542E-2,3.8933453861020859E-2,1.9980773042410374E-2,6.1747122894682226E-2,1.722280643740037E-2,2.1721955030516858E-2,1.8828716690285623E-2,5.716042919570552E-2,3.0317683190929895E-2,7.1454898413681009E-2,6.472424378896463E-2,0.10580822319009378,0.10397010180552708,0.12414072265797318,0.12414072265797318,0.12414072265797318,0.12414072265797318]
[null,null,null,null,null,null,null,null,null,null,null,null,null,null,null,null,null,null,null,null,null,null,null,null,null,null,null,null,null,null,null,null,null,null,null,null,null,null,null,null,null,null,null,null,null,null,null,null,null,null,null,null,null,null,null,null,null,null,null,null,null,null,null,null,null,null,null,null,null,null,null,null,null,null,null,null,null,null,null,null,null,null,null,null,null,null,"%I6th",5.7589423196995664E-2,0.12170163046588925,1.2689718287957032E-2,1.7786788077004248E-2,1.6176128427022343E-2,5.4024948968284456E-2,0,0,0,0,0,0,0,0,0,0,0,0,null,5.7589423196995664E-2,0.12170163046588925,1.2689718287957032E-2,1.7786788077004248E-2,1.6176128427022343E-2,5.4024948968284456E-2,2.8983208804435032E-2,3.0221391091557467E-2,1.7816501543790223E-2,2.9470612562619885E-2,4.6485594854021497E-2,7.9802997431550241E-2,0.10348506556541996,0.13041599290033062,9.3182181536075007E-2,9.3182181536075007E-2,9.3182181536075007E-2,9.3182181536075007E-2]
[null,null,null,null,null,null,null,null,null,null,null,null,null,null,null,null,null,null,null,null,null,null,null,null,null,null,null,null,null,null,null,null,null,null,null,null,null,null,null,null,null,null,null,null,null,null,null,null,null,null,null,null,null,null,null,null,null,null,null,null,null,null,null,null,null,null,null,null,null,null,null,null,null,null,null,null,null,null,null,null,null,null,null,null,null,null,"%I7th",0.19519234881148523,0.10136655782252424,2.2845361853322463E-2,1.5285276042245839E-2,1.2415727763340198E-2,6.0010892003584445E-3,0.01,0.01,0.01,0.02,0.01,0,0.03,0.04,0.12,4,4,4,null,0.19519234881148523,0.10136655782252424,2.2845361853322463E-2,1.5285276042245839E-2,1.2415727763340198E-2,6.0010892003584445E-3,3.0432481907556441E-2,1.9128237911040506E-2,2.2974872255518256E-2,4.7219936141002554E-2,6.122122998333987E-2,0.12776422421802772,0.11279525499094434,9.0096751887975765E-2,4.0831239045303835E-2,4.0831239045303835E-2,4.0831239045303835E-2,4.0831239045303835E-2]
[null,null,null,null,null,null,null,null,null,null,null,null,null,null,null,null,null,null,null,null,null,null,null,null,null,null,null,null,null,null,null,null,null,null,null,null,null,null,null,null,null,null,null,null,null,null,null,null,null,null,null,null,null,null,null,null,null,null,null,null,null,null,null,null,null,null,null,null,null,null,null,null,null,null,null,null,null,null,null,null,null,null,null,null,null,null,"%I8th",0.60377464557092164,6.036994749286529E-2,8.5829675455595902E-2,4.5990795323662598E-2,1.3885698917665041E-2,4.8965073495638826E-2,0.04,0.01,0,0.01,0.01,0.01,0.02,0.1,7.0000000000000007E-2,0,0,0,null,0.60377464557092164,6.036994749286529E-2,8.5829675455595902E-2,4.5990795323662598E-2,1.3885698917665041E-2,4.8965073495638826E-2,1.479086921077818E-2,1.3264400143896833E-2,2.7735473800876605E-2,4.3612015216435436E-2,2.4884967883424668E-2,6.2910641414974794E-2,0.10046074821574595,9.8815968357236078E-3,8.8527282774556751E-2,8.8527282774556751E-2,8.8527282774556751E-2,8.8527282774556751E-2]
[null,null,null,null,null,null,null,null,null,null,null,null,null,null,null,null,null,null,null,null,null,null,null,null,null,null,null,null,null,null,null,null,null,null,null,null,null,null,null,null,null,null,null,null,null,null,null,null,null,null,null,null,null,null,null,null,null,null,null,null,null,null,null,null,null,null,null,null,null,null,null,null,null,null,null,null,null,null,null,null,null,null,null,null,null,null,"%I9th",0.30529082343255548,5.9152789711914939E-3,4.7890085216578324E-3,5.0830898468768228E-3,1.0539319154356842E-2,9.1530520635181405E-4,0,0,0,0,0,0,0,0,0,0,0,0,null,0.30529082343255548,5.9152789711914939E-3,4.7890085216578324E-3,5.0830898468768228E-3,1.0539319154356842E-2,9.1530520635181405E-4,2.2213737015465994E-2,2.7356268862444265E-2,2.5344100544870258E-2,4.926062713346168E-2,2.2841831748063243E-2,0.10725783455736999,0.10601895700711772,8.5411238812020271E-2,1.1313394411640252E-2,1.1313394411640252E-2,1.1313394411640252E-2,1.1313394411640252E-2]
[null,null,null,null,null,null,null,null,null,null,null,null,null,null,null,null,null,null,null,null,null,null,null,null,null,null,null,null,null,null,null,null,null,null,null,null,null,null,null,null,null,null,null,null,null,null,null,null,null,null,null,null,null,null,null,null,null,null,null,null,null,null,null,null,null,null,null,null,null,null,null,null,null,null,null,null,null,null,null,null,null,null,null,null,null,null,"%I10th",0.62638323608323998,9.4377361261682877E-2,5.9675671731431582E-2,3.2565815413036818E-2,8.9477934690429563E-3,4.2356665223742214E-2,0.1783597935733672,0.25776316769007729,0.33979685994640563,0.47445394758332665,0.61932507838182538,0.69293836255041397,0.60491542635640205,0.53512348495119355,0.32384647937670319,0.32384647937670319,0.32384647937670319,0.32384647937670319,null,0.62638323608323998,9.4377361261682877E-2,5.9675671731431582E-2,3.2565815413036818E-2,8.9477934690429563E-3,4.2356665223742214E-2,2.2759683333016686E-2,2.2467453779245517E-2,1.6515122400044609E-2,4.9622874569391878E-2,3.7304234913871144E-2,8.4000440272365445E-2,9.1908210023914166E-2,2.1138745338750608E-2,7.2802284026990821E-2,7.2802284026990821E-2,7.2802284026990821E-2,7.2802284026990821E-2]
[null,null,null,null,null,null,null,null,null,null,null,null,null,null,null,null,null,null,null,null,null,null,null,null,null,null,null,null,null,null,null,null,null,null,null,null,null,null,null,null,null,null,null,null,null,null,null,null,null,null,null,null,null,null,null,null,null,null,null,null,null,null,null,null,null,null,null,null,null,null,null,null,null,null,null,null,null,null,null,null,null,null,null,null,null,null,"%I11th",0.33286988454336774,2.2207908035546113E-2,1.2506072984215223E-2,4.1367272095252849E-3,1.7405489425030705E-2,3.2083906839083104E-3,3.4429200500112125,2.4074514926557211,1.8643628219297523,1.4941492261106142,1.114447518297434,0.88614448961614856,0.71223691687194801,0.73749721047625461,0.49210244390139002,0.49210244390139002,0.49210244390139002,0.49210244390139002,null,0.33286988454336774,2.2207908035546113E-2,1.2506072984215223E-2,4.1367272095252849E-3,1.7405489425030705E-2,3.2083906839083104E-3,1.6411889879087427E-2,1.2798195178770911E-2,3.0035139497865904E-2,5.074517642991918E-2,2.2158110291055945E-2,2.4271615279555053E-2,6.1558102499621757E-2,5.9551188648592213E-2,2.7437447062825356E-2,2.7437447062825356E-2,2.7437447062825356E-2,2.7437447062825356E-2]
[null,null,null,null,null,null,null,null,null,null,null,null,null,null,null,null,null,null,null,null,null,null,null,null,null,null,null,null,null,null,null,null,null,null,null,null,null,null,null,null,null,null,null,null,null,null,null,null,null,null,null,null,null,null,null,null,null,null,null,null,null,null,null,null,null,null,null,null,null,null,null,null,null,null,null,null,null,null,null,null,null,null,null,null,null,null,"%I12th",0.15544622292572549,1.9936382456587482E-2,1.9258374330247751E-2,2.8079671014943595E-2,2.0093824558845483E-2,3.7719279511448552E-2,5.2532028203823841E-2,3.6905271132530899E-2,2.9460535825409844E-2,2.4405713277027254E-2,3.7632690362643162E-2,0.11129371426085759,0.15627751997134751,0.21628385448306386,0.21236507195093143,0.21236507195093143,0.21236507195093143,0.21236507195093143,null,0.15544622292572549,1.9936382456587482E-2,1.9258374330247751E-2,2.8079671014943595E-2,2.0093824558845483E-2,3.7719279511448552E-2,2.4801145183055741E-2,3.2476779800069022E-2,2.8666641455011181E-2,2.8235418057240606E-2,1.5832552925505554E-2,2.8150476777046341E-2,6.104455662547937E-2,7.0062791822210729E-2,5.2420921201074583E-2,5.2420921201074583E-2,5.2420921201074583E-2,5.2420921201074583E-2]
[null,null,null,null,null,null,null,null,null,null,null,null,null,null,null,null,null,null,null,null,null,null,null,null,null,null,null,null,null,null,null,null,null,null,null,null,null,null,null,null,null,null,null,null,null,null,null,null,null,null,null,null,null,null,null,null,null,null,null,null,null,null,null,null,null,null,null,null,null,null,null,null,null,null,null,null,null,null,null,null,null,null,null,null,null,null,"%I13th",0.1443059916995649,1.0599290542415244E-2,1.780277481351487E-2,2.2682866805369704E-2,7.516462029754159E-2,3.1147874720466068E-2,2.1721955030516858E-2,1.8828716690285623E-2,5.716042919570552E-2,3.0317683190929895E-2,7.1454898413681009E-2,6.472424378896463E-2,0.10580822319009378,0.10397010180552708,0.12414072265797318,0.12414072265797318,0.12414072265797318,0.12414072265797318,null,0.1443059916995649,1.0599290542415244E-2,1.780277481351487E-2,2.2682866805369704E-2,7.516462029754159E-2,3.1147874720466068E-2,2.9744933958119061E-2,2.5400087242407755E-2,2.5603602595697925E-2,3.7598444753859345E-2,3.7855120130172226E-2,3.4003956843529477E-2,2.9943207054481672E-2,4.6632011258010211E-2,4.5192546930846497E-2,4.5192546930846497E-2,4.5192546930846497E-2,4.5192546930846497E-2]
[null,null,null,null,null,null,null,null,null,null,null,null,null,null,null,null,null,null,null,null,null,null,null,null,null,null,null,null,null,null,null,null,null,null,null,null,null,null,null,null,null,null,null,null,null,null,null,null,null,null,null,null,null,null,null,null,null,null,null,null,null,null,null,null,null,null,null,null,null,null,null,null,null,null,null,null,null,null,null,null,null,null,null,null,null,null,"%I14th",6.0120290958068888E-2,4.580583207080614E-3,1.1665279637998488E-2,8.6296753165045238E-3,2.4341131187968108E-2,1.2238111298033682E-2,2.8983208804435032E-2,3.0221391091557467E-2,1.7816501543790223E-2,2.9470612562619885E-2,4.6485594854021497E-2,7.9802997431550241E-2,0.10348506556541996,0.13041599290033062,9.3182181536075007E-2,9.3182181536075007E-2,9.3182181536075007E-2,9.3182181536075007E-2,null,6.0120290958068888E-2,4.580583207080614E-3,1.1665279637998488E-2,8.6296753165045238E-3,2.4341131187968108E-2,1.2238111298033682E-2,1.96445552396689E-2,3.277632463670923E-2,5.0316559126662767E-2,1.3882225133306484E-2,2.2863003679268048E-2,1.7888291609150064E-2,3.6139951122334361E-2,6.7106476584198674E-2,5.6040836584697738E-2,5.6040836584697738E-2,5.6040836584697738E-2,5.6040836584697738E-2]
[null,null,null,null,null,null,null,null,null,null,null,null,null,null,null,null,null,null,null,null,null,null,null,null,null,null,null,null,null,null,null,null,null,null,null,null,null,null,null,null,null,null,null,null,null,null,null,null,null,null,null,null,null,null,null,null,null,null,null,null,null,null,null,null,null,null,null,null,null,null,null,null,null,null,null,null,null,null,null,null,null,null,null,null,null,null,"%I15th",1.02622153310306,0.35968811187178601,0.33821120408578936,0.72898554876819777,1.0902073669090362,0.52137668764505907,3.0432481907556441E-2,1.9128237911040506E-2,2.2974872255518256E-2,4.7219936141002554E-2,6.122122998333987E-2,0.12776422421802772,0.11279525499094434,9.0096751887975765E-2,4.0831239045303835E-2,4.0831239045303835E-2,4.0831239045303835E-2,4.0831239045303835E-2,null,1.02622153310306,0.35968811187178601,0.33821120408578936,0.72898554876819777,1.0902073669090362,0.52137668764505907,0.36527356879212225,0.29861304363305718,0.25763146534285569,0.23367336303989023,0.17453147130672039,0.14976658753809843,0.12722758257980377,0.13634251222513663,9.4024057206274408E-2,9.4024057206274408E-2,9.4024057206274408E-2,9.4024057206274408E-2]
[null,null,null,null,null,null,null,null,null,null,null,null,null,null,null,null,null,null,null,null,null,null,null,null,null,null,null,null,null,null,null,null,null,null,null,null,null,null,null,null,null,null,null,null,null,null,null,null,null,null,null,null,null,null,null,null,null,null,null,null,null,null,null,null,null,null,null,null,null,null,null,null,null,null,null,null,null,null,null,null,null,null,null,null,null,null,"%I16th",4.4444431439670869E-2,5.2402717596648366E-3,6.7935807527340067E-3,8.7202536304374894E-3,2.5649837190604693E-2,2.7198902543261155E-2,1.479086921077818E-2,1.3264400143896833E-2,2.7735473800876605E-2,4.3612015216435436E-2,2.4884967883424668E-2,6.2910641414974794E-2,0.10046074821574595,9.8815968357236078E-3,8.8527282774556751E-2,8.8527282774556751E-2,8.8527282774556751E-2,8.8527282774556751E-2,null,4.4444431439670869E-2,5.2402717596648366E-3,6.7935807527340067E-3,8.7202536304374894E-3,2.5649837190604693E-2,2.7198902543261155E-2,1.052564127501293E-2,1.4432692431391565E-2,3.0973604996079894E-2,2.9389635923640828E-2,5.725425151472753E-2,4.5349799838177843E-2,4.5715153138213574E-2,4.7044302227365851E-2,3.1512429535064661E-2,3.1512429535064661E-2,3.1512429535064661E-2,3.1512429535064661E-2]
[null,null,null,null,null,null,null,null,null,null,null,null,null,null,null,null,null,null,null,null,null,null,null,null,null,null,null,null,null,null,null,null,null,null,null,null,null,null,null,null,null,null,null,null,null,null,null,null,null,null,null,null,null,null,null,null,null,null,null,null,null,null,null,null,null,null,null,null,null,null,null,null,null,null,null,null,null,null,null,null,null,null,null,null,null,null,"%I17th",23.050811879758704,8.8040784524594837,7.4530915215388083,7.0400352981337662,6.0103877534389936,5.2995107922105014,2.2213737015465994E-2,2.7356268862444265E-2,2.5344100544870258E-2,4.926062713346168E-2,2.2841831748063243E-2,0.10725783455736999,0.10601895700711772,8.5411238812020271E-2,1.1313394411640252E-2,1.1313394411640252E-2,1.1313394411640252E-2,1.1313394411640252E-2,null,23.050811879758704,8.8040784524594837,7.4530915215388083,7.0400352981337662,6.0103877534389936,5.2995107922105014,4.7341793617168273,4.2801897842855068,3.9529881249400378,3.6350115522720152,3.1205447956583074,2.6514033540056743,2.2686969716447756,1.7650231398282168,1.4907421906315228,1.4907421906315228,1.4907421906315228,1.4907421906315228]
[null,null,null,null,null,null,null,null,null,null,null,null,null,null,null,null,null,null,null,null,null,null,null,null,null,null,null,null,null,null,null,null,null,null,null,null,null,null,null,null,null,null,null,null,null,null,null,null,null,null,null,null,null,null,null,null,null,null,null,null,null,null,null,null,null,null,null,null,null,null,null,null,null,null,null,null,null,null,null,null,null,null,null,null,null,null,"%I18th",3.4534459899078593E-2,3.8087238688374668E-3,3.5876373650751605E-3,3.3440022288620062E-3,2.9925962426929499E-2,1.1851645847535112E-2,2.2759683333016686E-2,2.2467453779245517E-2,1.6515122400044609E-2,4.9622874569391878E-2,3.7304234913871144E-2,8.4000440272365445E-2,9.1908210023914166E-2,2.1138745338750608E-2,7.2802284026990821E-2,7.2802284026990821E-2,7.2802284026990821E-2,7.2802284026990821E-2,null,3.4534459899078593E-2,3.8087238688374668E-3,3.5876373650751605E-3,3.3440022288620062E-3,2.9925962426929499E-2,1.1851645847535112E-2,3.757469950307075E-3,2.4282534739189711E-2,2.3780657033322182E-2,2.5968983423881684E-2,6.5295301252510554E-2,5.2739901808059805E-2,6.5375633720323317E-2,6.3369126769774478E-2,1.4590829165401572E-2,1.4590829165401572E-2,1.4590829165401572E-2,1.4590829165401572E-2]
[null,null,null,null,null,null,null,null,null,null,null,null,null,null,null,null,null,null,null,null,null,null,null,null,null,null,null,null,null,null,null,null,null,null,null,null,null,null,null,null,null,null,null,null,null,null,null,null,null,null,null,null,null,null,null,null,null,null,null,null,null,null,null,null,null,null,null,null,null,null,null,null,null,null,null,null,null,null,null,null,null,null,null,null,null,null,"%I19th",18.627147694930482,4.5258666278589423,4.0817179763609204,4.2985194290205859,4.2851432329897339,3.5658139921017447,1.6411889879087427E-2,1.2798195178770911E-2,3.0035139497865904E-2,5.074517642991918E-2,2.2158110291055945E-2,2.4271615279555053E-2,6.1558102499621757E-2,5.9551188648592213E-2,2.7437447062825356E-2,2.7437447062825356E-2,2.7437447062825356E-2,2.7437447062825356E-2,null,18.627147694930482,4.5258666278589423,4.0817179763609204,4.2985194290205859,4.2851432329897339,3.5658139921017447,3.252839442295405,3.0308239774490269,2.8548836987084827,2.6663054413782756,2.3398442817209602,1.9778551284018047,1.6921531343850291,1.3164784835484449,1.1444247196509802,1.1444247196509802,1.1444247196509802,1.1444247196509802]
[null,null,null,null,null,null,null,null,null,null,null,null,null,null,null,null,null,null,null,null,null,null,null,null,null,null,null,null,null,null,null,null,null,null,null,null,null,null,null,null,null,null,null,null,null,null,null,null,null,null,null,null,null,null,null,null,null,null,null,null,null,null,null,null,null,null,null,null,null,null,null,null,null,null,null,null,null,null,null,null,null,null,null,null,null,null,"%I20th",2.4716821833368402E-2,3.0577961412504863E-3,4.4422620466679939E-3,1.5753067967537872E-2,1.704578691131067E-2,2.9320008240130244E-2,2.4801145183055741E-2,3.2476779800069022E-2,2.8666641455011181E-2,2.8235418057240606E-2,1.5832552925505554E-2,2.8150476777046341E-2,6.104455662547937E-2,7.0062791822210729E-2,5.2420921201074583E-2,5.2420921201074583E-2,5.2420921201074583E-2,5.2420921201074583E-2,null,2.4716821833368402E-2,3.0577961412504863E-3,4.4422620466679939E-3,1.5753067967537872E-2,1.704578691131067E-2,2.9320008240130244E-2,1.2548320701188075E-2,7.9730057586744878E-3,2.405603982234384E-2,1.4043592863803708E-2,2.4130607281785878E-2,7.8933944178201619E-3,3.3476773363164569E-2,3.8184011519726856E-2,2.6144610517182719E-2,2.6144610517182719E-2,2.6144610517182719E-2,2.6144610517182719E-2]
[null,null,null,null,null,null,null,null,null,null,null,null,null,null,null,null,null,null,null,null,null,null,null,null,null,null,null,null,null,null,null,null,null,null,null,null,null,null,null,null,null,null,null,null,null,null,null,null,null,null,null,null,null,null,null,null,null,null,null,null,null,null,null,null,null,null,null,null,null,null,null,null,null,null,null,null,null,null,null,null,null,null,null,null,null,null,"%I21th",0.29168568759566571,0.10594227611604135,0.16112976176671781,0.38978319352495122,0.66818391726195669,0.31380728373930888,2.9744933958119061E-2,2.5400087242407755E-2,2.5603602595697925E-2,3.7598444753859345E-2,3.7855120130172226E-2,3.4003956843529477E-2,2.9943207054481672E-2,4.6632011258010211E-2,4.5192546930846497E-2,4.5192546930846497E-2,4.5192546930846497E-2,4.5192546930846497E-2,null,0.29168568759566571,0.10594227611604135,0.16112976176671781,0.38978319352495122,0.66818391726195669,0.31380728373930888,0.2318919803065371,0.1963210537273912,0.16849974275244586,0.15098922323258845,0.12228986346535904,7.9885204484292066E-2,8.1172350034470056E-2,9.5871749783162111E-2,6.2782702984342492E-2,6.2782702984342492E-2,6.2782702984342492E-2,6.2782702984342492E-2]
[null,null,null,null,null,null,null,null,null,null,null,null,null,null,null,null,null,null,null,null,null,null,null,null,null,null,null,null,null,null,null,null,null,null,null,null,null,null,null,null,null,null,null,null,null,null,null,null,null,null,null,null,null,null,null,null,null,null,null,null,null,null,null,null,null,null,null,null,null,null,null,null,null,null,null,null,null,null,null,null,null,null,null,null,null,null,"%I22th",2.4934247415309953E-2,2.5685813864124523E-3,1.0395338970375558E-2,1.5970489042593683E-2,1.8391579963841328E-2,9.5048453121502549E-3,1.96445552396689E-2,3.277632463670923E-2,5.0316559126662767E-2,1.3882225133306484E-2,2.2863003679268048E-2,1.7888291609150064E-2,3.6139951122334361E-2,6.7106476584198674E-2,5.6040836584697738E-2,5.6040836584697738E-2,5.6040836584697738E-2,5.6040836584697738E-2,null,2.4934247415309953E-2,2.5685813864124523E-3,1.0395338970375558E-2,1.5970489042593683E-2,1.8391579963841328E-2,9.5048453121502549E-3,1.096889295986786E-2,1.5744991162487003E-2,2.8395895874380406E-2,1.1414891333344933E-2,1.6922863252702383E-2,4.3861817399848582E-2,2.6845746444462758E-2,3.7834488230546207E-2,3.7858269320807894E-2,3.7858269320807894E-2,3.7858269320807894E-2,3.7858269320807894E-2]
[null,null,null,null,null,null,null,null,null,null,null,null,null,null,null,null,null,null,null,null,null,null,null,null,null,null,null,null,null,null,null,null,null,null,null,null,null,null,null,null,null,null,null,null,null,null,null,null,null,null,null,null,null,null,null,null,null,null,null,null,null,null,null,null,null,null,null,null,null,null,null,null,null,null,null,null,null,null,null,null,null,null,null,null,null,null,"%I23th",1.1695433562064976E-2,1.3182526089903605E-2,1.2465640939568281E-2,2.4757283027055575E-2,8.7594026222302737E-2,1.5696548472927781E-2,0.36527356879212225,0.29861304363305718,0.25763146534285569,{"$f":"+$DA$522*DL546","v":0.23367336303989023},{"$f":"+$DA$522*DM546","v":0.17453147130672039},{"$f":"+$DA$522*DN546","v":0.14976658753809843},{"$f":"+$DA$522*DO546","v":0.12722758257980377},{"$f":"+$DA$522*DP546","v":0.13634251222513663},{"$f":"+$DA$522*DQ546","v":9.4024057206274408E-2},{"$f":"+$DA$522*DR546","v":9.4024057206274408E-2},{"$f":"+$DA$522*DS546","v":9.4024057206274408E-2},{"$f":"+$DA$522*DT546","v":9.4024057206274408E-2},null,1.1695433562064976E-2,1.3182526089903605E-2,1.2465640939568281E-2,2.4757283027055575E-2,8.7594026222302737E-2,1.5696548472927781E-2,1.7593255441721935E-2,9.7718488006109817E-3,3.9412802136310687E-3,1.3992389422232632E-2,3.2539928985129959E-2,3.4391848492096103E-2,2.2505893348470082E-2,2.0076844473534472E-2,2.7979789878549877E-2,2.7979789878549877E-2,2.7979789878549877E-2,2.7979789878549877E-2]
[null,null,null,null,null,null,null,null,null,null,null,null,null,null,null,null,null,null,null,null,null,null,null,null,null,null,null,null,null,null,null,null,null,null,null,null,null,null,null,null,null,null,null,null,null,null,null,null,null,null,null,null,null,null,null,null,null,null,null,null,null,null,null,null,null,null,null,null,null,null,null,null,null,null,null,null,null,null,null,null,null,null,null,null,null,null,"%I24th",7.691739510600662E-2,3.3315729609054136E-2,1.8816619912880713E-3,1.1051409382107273E-2,1.8596370736753243E-2,2.3133048063232183E-2,{"$f":"+$DA$522*DI547","v":1.052564127501293E-2},{"$f":"+$DA$522*DJ547","v":1.4432692431391565E-2},{"$f":"+$DA$522*DK547","v":3.0973604996079894E-2},2.9389635923640828E-2,5.725425151472753E-2,4.5349799838177843E-2,4.5715153138213574E-2,4.7044302227365851E-2,3.1512429535064661E-2,3.1512429535064661E-2,3.1512429535064661E-2,3.1512429535064661E-2,null,7.691739510600662E-2,3.3315729609054136E-2,1.8816619912880713E-3,1.1051409382107273E-2,1.8596370736753243E-2,2.3133048063232183E-2,2.5504500647308633E-2,1.0678107141231786E-2,1.0228317214741907E-2,1.1046006447627691E-2,2.151412620100451E-2,3.1969126813992145E-2,2.0720714186816876E-2,3.3277123854184777E-2,1.8268192752918636E-2,1.8268192752918636E-2,1.8268192752918636E-2,1.8268192752918636E-2]
[null,null,null,null,null,null,null,null,null,null,null,null,null,null,null,null,null,null,null,null,null,null,null,null,null,null,null,null,null,null,null,null,null,null,null,null,null,null,null,null,null,null,null,null,null,null,null,null,null,null,null,null,null,null,null,null,null,null,null,null,null,null,null,null,null,null,null,null,null,null,null,null,null,null,null,null,null,null,null,null,null,null,null,null,null,null,"%I25th",1.1727017769160497E-2,8.8750920017030971E-3,7.2363154205181074E-3,6.7174323713833257E-3,1.6919503073151175E-2,2.9977677360274444E-3,4.7341793617168273,4.2801897842855068,3.9529881249400378,3.6350115522720152,3.1205447956583074,2.6514033540056743,2.2686969716447756,1.7650231398282168,1.4907421906315228,1.4907421906315228,1.4907421906315228,1.4907421906315228,null,1.1727017769160497E-2,8.8750920017030971E-3,7.2363154205181074E-3,6.7174323713833257E-3,1.6919503073151175E-2,2.9977677360274444E-3,9.9747197385320167E-3,1.8046506158446232E-3,1.4027967329142093E-2,2.5628320861037775E-2,3.0534793299732427E-2,3.3018902221883452E-2,2.4827120047701056E-2,2.4675134114790661E-2,1.1412766475060586E-2,1.1412766475060586E-2,1.1412766475060586E-2,1.1412766475060586E-2]
[null,null,null,null,null,null,null,null,null,null,null,null,null,null,null,null,null,null,null,null,null,null,null,null,null,null,null,null,null,null,null,null,null,null,null,null,null,null,null,null,null,null,null,null,null,null,null,null,null,null,null,null,null,null,null,null,null,null,null,null,null,null,null,null,null,null,null,null,null,null,null,null,null,null,null,null,null,null,null,null,null,null,null,null,null,null,"%I26th",8.9649897200893933E-2,6.8089610739960657E-2,5.391377996103458E-2,2.1050316952591339E-2,5.938777068174252E-3,2.4569232448652317E-2,3.757469950307075E-3,2.4282534739189711E-2,2.3780657033322182E-2,2.5968983423881684E-2,6.5295301252510554E-2,5.2739901808059805E-2,6.5375633720323317E-2,6.3369126769774478E-2,1.4590829165401572E-2,1.4590829165401572E-2,1.4590829165401572E-2,1.4590829165401572E-2,null,8.9649897200893933E-2,6.8089610739960657E-2,5.391377996103458E-2,2.1050316952591339E-2,5.938777068174252E-3,2.4569232448652317E-2,1.9274091312697167E-2,9.2609280787011618E-3,6.5468300774840522E-3,1.3033860973960846E-2,1.1938434624860328E-2,3.3370756331814293E-2,3.1540969608379127E-2,5.1567304564303449E-3,2.4725965418907838E-2,2.4725965418907838E-2,2.4725965418907838E-2,2.4725965418907838E-2]
[null,null,null,null,null,null,null,null,null,null,null,null,null,null,null,null,null,null,null,null,null,null,null,null,null,null,null,null,null,null,null,null,null,null,null,null,null,null,null,null,null,null,null,null,null,null,null,null,null,null,null,null,null,null,null,null,null,null,null,null,null,null,null,null,null,null,null,null,null,null,null,null,null,null,null,null,null,null,null,null,null,null,null,null,null,null,"%I27th",1.3907393441092519E-2,3.3717595304972561E-3,4.9394596225779018E-3,3.2070083294390185E-3,4.3967321794097756E-3,2.2980558645875272E-3,3.252839442295405,3.0308239774490269,2.8548836987084827,2.6663054413782756,2.3398442817209602,1.9778551284018047,1.6921531343850291,1.3164784835484449,1.1444247196509802,1.1444247196509802,1.1444247196509802,1.1444247196509802,null,1.3907393441092519E-2,3.3717595304972561E-3,4.9394596225779018E-3,3.2070083294390185E-3,4.3967321794097756E-3,2.2980558645875272E-3,7.2085755052386114E-3,5.1768592904296749E-3,1.8065609256630612E-2,3.5580214723756047E-2,2.7779409252439966E-2,2.1351245663236453E-2,3.0860740176689907E-2,2.7278943532614237E-2,4.0989455079395026E-3,4.0989455079395026E-3,4.0989455079395026E-3,4.0989455079395026E-3]
[null,null,null,null,null,null,null,null,null,null,null,null,null,null,null,null,null,null,null,null,null,null,null,null,null,null,null,null,null,null,null,null,null,null,null,null,null,null,null,null,null,null,null,null,null,null,null,null,null,null,null,null,null,null,null,null,null,null,null,null,null,null,null,null,null,null,null,null,null,null,null,null,null,null,null,null,null,null,null,null,null,null,null,null,null,null,"%I28th",6.1652275447342975E-2,7.7330572216117666E-2,5.7732114155225014E-2,1.6676090377820665E-2,3.802721299096624E-3,1.7052167486385696E-2,1.2548320701188075E-2,7.9730057586744878E-3,2.405603982234384E-2,1.4043592863803708E-2,2.4130607281785878E-2,7.8933944178201619E-3,3.3476773363164569E-2,3.8184011519726856E-2,2.6144610517182719E-2,2.6144610517182719E-2,2.6144610517182719E-2,2.6144610517182719E-2,null,6.1652275447342975E-2,7.7330572216117666E-2,5.7732114155225014E-2,1.6676090377820665E-2,3.802721299096624E-3,1.7052167486385696E-2,1.6166226723038989E-2,1.4694617779524105E-2,7.5059846520255926E-3,1.5187351436920205E-2,2.1420753921931036E-2,3.7935990198350547E-2,3.7964207349220916E-2,1.0700843332250815E-2,2.6838830885969261E-2,2.6838830885969261E-2,2.6838830885969261E-2,2.6838830885969261E-2]
[null,null,null,null,null,null,null,null,null,null,null,null,null,null,null,null,null,null,null,null,null,null,null,null,null,null,null,null,null,null,null,null,null,null,null,null,null,null,null,null,null,null,null,null,null,null,null,null,null,null,null,null,null,null,null,null,null,null,null,null,null,null,null,null,null,null,null,null,null,null,null,null,null,null,null,null,null,null,null,null,null,null,null,null,null,null,"%I29th",9.3954657003327924E-4,1.1018890687250151E-2,8.6962765453896806E-3,5.4352444694659996E-3,1.2872651452119058E-2,3.8767429858656477E-3,0.2318919803065371,0.1963210537273912,0.16849974275244586,0.15098922323258845,0.12228986346535904,7.9885204484292066E-2,8.1172350034470056E-2,9.5871749783162111E-2,6.2782702984342492E-2,6.2782702984342492E-2,6.2782702984342492E-2,6.2782702984342492E-2,null,9.3954657003327924E-4,1.1018890687250151E-2,8.6962765453896806E-3,5.4352444694659996E-3,1.2872651452119058E-2,3.8767429858656477E-3,8.8527171131440908E-3,2.1042232142420504E-3,1.9285503049367533E-2,3.2960423248406194E-2,2.512765962669597E-2,1.1065716985092977E-2,2.3908639221548018E-2,2.0990324924887303E-2,9.0191152774753026E-3,9.0191152774753026E-3,9.0191152774753026E-3,9.0191152774753026E-3]
[null,null,null,null,null,null,null,null,null,null,null,null,null,null,null,null,null,null,null,null,null,null,null,null,null,null,null,null,null,null,null,null,null,null,null,null,null,null,null,null,null,null,null,null,null,null,null,null,null,null,null,null,null,null,null,null,null,null,null,null,null,null,null,null,null,null,null,null,null,null,null,null,null,null,null,null,null,null,null,null,null,null,null,null,null,null,"%I30th",2.5236090606915292E-2,2.442805622238841E-2,1.5670312761907508E-2,1.6261053627931794E-2,9.4649425244840886E-3,1.2753432495261768E-2,1.096889295986786E-2,1.5744991162487003E-2,2.8395895874380406E-2,1.1414891333344933E-2,1.6922863252702383E-2,4.3861817399848582E-2,2.6845746444462758E-2,3.7834488230546207E-2,3.7858269320807894E-2,3.7858269320807894E-2,3.7858269320807894E-2,3.7858269320807894E-2,null,2.5236090606915292E-2,2.442805622238841E-2,1.5670312761907508E-2,1.6261053627931794E-2,9.4649425244840886E-3,1.2753432495261768E-2,1.3136611954309414E-2,8.5665224176062899E-3,1.6134192696453251E-2,8.7633254025549449E-3,1.3918612923334642E-2,2.7146371266142708E-2,3.1009666916839571E-2,2.6515855160104646E-2,2.2615913803048802E-2,2.2615913803048802E-2,2.2615913803048802E-2,2.2615913803048802E-2]
[null,null,null,null,null,null,null,null,null,null,null,null,null,null,null,null,null,null,null,null,null,null,null,null,null,null,null,null,null,null,null,null,null,null,null,null,null,null,null,null,null,null,null,null,null,null,null,null,null,null,null,null,null,null,null,null,null,null,null,null,null,null,null,null,null,null,null,null,null,null,null,null,null,null,null,null,null,null,null,null,null,null,null,null,null,null,"%I31th",5.7023900587480133E-3,9.1680541801661443E-3,1.238869213554716E-2,2.0242180388411857E-2,6.925894607154344E-2,1.8639269383858875E-2,1.7593255441721935E-2,9.7718488006109817E-3,3.9412802136310687E-3,1.3992389422232632E-2,3.2539928985129959E-2,3.4391848492096103E-2,2.2505893348470082E-2,2.0076844473534472E-2,2.7979789878549877E-2,2.7979789878549877E-2,2.7979789878549877E-2,2.7979789878549877E-2,null,5.7023900587480133E-3,9.1680541801661443E-3,1.238869213554716E-2,2.0242180388411857E-2,6.925894607154344E-2,1.8639269383858875E-2,1.492470727146547E-2,5.4520051925341729E-3,1.2270482615425517E-2,2.7852494878071333E-2,3.3932002964594338E-2,1.8364663069147785E-2,1.5128667271589605E-2,1.9500137963043538E-2,1.7037158342395747E-2,1.7037158342395747E-2,1.7037158342395747E-2,1.7037158342395747E-2]
[null,null,null,null,null,null,null,null,null,null,null,null,null,null,null,null,null,null,null,null,null,null,null,null,null,null,null,null,null,null,null,null,null,null,null,null,null,null,null,null,null,null,null,null,null,null,null,null,null,null,null,null,null,null,null,null,null,null,null,null,null,null,null,null,null,null,null,null,null,null,null,null,null,null,null,null,null,null,null,null,null,null,null,null,null,null,"%I32th",9.727614081626014E-3,4.9039761791573573E-3,8.5662043303524355E-3,1.7023846266432635E-2,1.105844235254509E-2,7.3436707869888639E-3,2.5504500647308633E-2,1.0678107141231786E-2,1.0228317214741907E-2,1.1046006447627691E-2,2.151412620100451E-2,3.1969126813992145E-2,2.0720714186816876E-2,3.3277123854184777E-2,1.8268192752918636E-2,1.8268192752918636E-2,1.8268192752918636E-2,1.8268192752918636E-2,null,9.727614081626014E-3,4.9039761791573573E-3,8.5662043303524355E-3,1.7023846266432635E-2,1.105844235254509E-2,7.3436707869888639E-3,4.5142384141616653E-3,9.1728571845476753E-3,2.2427831145987457E-2,1.4675144686509682E-2,1.4561776408247205E-2,2.0333062592919268E-2,1.7481569185584276E-2,2.7014366075174181E-2,2.2470907995304781E-2,2.2470907995304781E-2,2.2470907995304781E-2,2.2470907995304781E-2]
[null,null,null,null,null,null,null,null,null,null,null,null,null,null,null,null,null,null,null,null,null,null,null,null,null,null,null,null,null,null,null,null,null,null,null,null,null,null,null,null,null,null,null,null,null,null,null,null,null,null,null,null,null,null,null,null,null,null,null,null,null,null,null,null,null,null,null,null,null,null,null,null,null,null,null,null,null,null,null,null,null,null,null,null,null,null,"%I33rd",0.20576048378974357,0.13220045296384261,0.10630972552026165,0.2507736417838235,0.39517155139025523,0.21632590845873129,9.9747197385320167E-3,1.8046506158446232E-3,1.4027967329142093E-2,2.5628320861037775E-2,3.0534793299732427E-2,3.3018902221883452E-2,2.4827120047701056E-2,2.4675134114790661E-2,1.1412766475060586E-2,1.1412766475060586E-2,1.1412766475060586E-2,1.1412766475060586E-2,null,0.20576048378974357,0.13220045296384261,0.10630972552026165,0.2507736417838235,0.39517155139025523,0.21632590845873129,0.14704604914589733,0.10921393397759337,9.8928578347118129E-2,0.10784261653089898,6.8035490052639591E-2,4.4881996760354474E-2,5.2646975746586888E-2,5.7190743647352923E-2,3.9898949694494326E-2,3.9898949694494326E-2,3.9898949694494326E-2,3.9898949694494326E-2]
[null,null,null,null,null,null,null,null,null,null,null,null,null,null,null,null,null,null,null,null,null,null,null,null,null,null,null,null,null,null,null,null,null,null,null,null,null,null,null,null,null,null,null,null,null,null,null,null,null,null,null,null,null,null,null,null,null,null,null,null,null,null,null,null,null,null,null,null,null,null,null,null,null,null,null,null,null,null,null,null,null,null,null,null,null,null,"%I35th",3.4379200646929222,2.692552128313237,2.280382112552517,1.7883803197504067,1.0718021676428096,0.94291660315774406,1.9274091312697167E-2,9.2609280787011618E-3,6.5468300774840522E-3,1.3033860973960846E-2,1.1938434624860328E-2,3.3370756331814293E-2,3.1540969608379127E-2,5.1567304564303449E-3,2.4725965418907838E-2,2.4725965418907838E-2,2.4725965418907838E-2,2.4725965418907838E-2,null,3.4379200646929222,2.692552128313237,2.280382112552517,1.7883803197504067,1.0718021676428096,0.94291660315774406,0.7898508821438025,0.7103685854009778,0.68745248208616949,0.69071064549463745,0.66892334017949551,0.57550807357733214,0.50176169338292664,0.39158197855504062,0.32684614648990862,0.32684614648990862,0.32684614648990862,0.32684614648990862]
[null,null,null,null,null,null,null,null,null,null,null,null,null,null,null,null,null,null,null,null,null,null,null,null,null,null,null,null,null,null,null,null,null,null,null,null,null,null,null,null,null,null,null,null,null,null,null,null,null,null,null,null,null,null,null,null,null,null,null,null,null,null,null,null,null,null,null,null,null,null,null,null,null,null,null,null,null,null,null,null,null,null,null,null,null,null,"%I37th",2.6487380538563157,1.8196263585594208,1.7516339295500467,1.3914930567240098,1.1044057518806925,0.74207704094015403,7.2085755052386114E-3,5.1768592904296749E-3,1.8065609256630612E-2,3.5580214723756047E-2,2.7779409252439966E-2,2.1351245663236453E-2,3.0860740176689907E-2,2.7278943532614237E-2,4.0989455079395026E-3,4.0989455079395026E-3,4.0989455079395026E-3,4.0989455079395026E-3,null,2.6487380538563157,1.8196263585594208,1.7516339295500467,1.3914930567240098,1.1044057518806925,0.74207704094015403,0.61080894234635796,0.54050461095583169,0.51731523018900227,0.52476955649287882,0.52813859185469569,0.44341626789869476,0.38889064481825902,0.30348035406316848,0.26921243493609986,0.26921243493609986,0.26921243493609986,0.26921243493609986]
[null,null,null,null,null,null,null,null,null,null,null,null,null,null,null,null,null,null,null,null,null,null,null,null,null,null,null,null,null,null,null,null,null,null,null,null,null,null,null,null,null,null,null,null,null,null,null,null,null,null,null,null,null,null,null,null,null,null,null,null,null,null,null,null,null,null,null,null,null,null,null,null,null,null,null,null,null,null,null,null,null,null,null,null,null,null,"%I39th",8.113978830611776E-2,7.0622842085149962E-2,4.7226058846518454E-2,0.17659070515881739,0.37089696467502004,0.17924918479012111,1.6166226723038989E-2,1.4694617779524105E-2,7.5059846520255926E-3,1.5187351436920205E-2,2.1420753921931036E-2,3.7935990198350547E-2,3.7964207349220916E-2,1.0700843332250815E-2,2.6838830885969261E-2,2.6838830885969261E-2,2.6838830885969261E-2,2.6838830885969261E-2,null,8.113978830611776E-2,7.0622842085149962E-2,4.7226058846518454E-2,0.17659070515881739,0.37089696467502004,0.17924918479012111,0.11846958683805218,0.10006015871161984,7.9881344361443993E-2,8.0010650323335403E-2,5.9109737031112913E-2,4.6668573377978043E-2,4.067582663265084E-2,4.5605920083175669E-2,2.9272196241193555E-2,2.9272196241193555E-2,2.9272196241193555E-2,2.9272196241193555E-2]
[null,null,null,null,null,null,null,null,null,null,null,null,null,null,null,null,null,null,null,null,null,null,null,null,null,null,null,null,null,null,null,null,null,null,null,null,null,null,null,null,null,null,null,null,null,null,null,null,null,null,null,null,null,null,null,null,null,null,null,null,null,null,null,null,null,null,null,null,null,null,null,null,null,null,null,null,null,null,null,null,null,null,null,null,null,null,"%I41th",1.0809591283812354E-2,8.0771954557368898E-3,7.8639991809194322E-3,2.5023528686608038E-2,7.3480969378920222E-2,1.9794944603662129E-2,8.8527171131440908E-3,2.1042232142420504E-3,1.9285503049367533E-2,3.2960423248406194E-2,2.512765962669597E-2,1.1065716985092977E-2,2.3908639221548018E-2,2.0990324924887303E-2,9.0191152774753026E-3,9.0191152774753026E-3,9.0191152774753026E-3,9.0191152774753026E-3,null,1.0809591283812354E-2,8.0771954557368898E-3,7.8639991809194322E-3,2.5023528686608038E-2,7.3480969378920222E-2,1.9794944603662129E-2,9.0878141090587772E-3,2.2685459351321916E-3,8.4933312969213016E-3,8.0598175442873621E-3,2.6682288707722313E-2,1.2307635602958802E-2,9.1678726077875326E-3,7.7824699482444215E-3,1.5294264036182764E-2,1.5294264036182764E-2,1.5294264036182764E-2,1.5294264036182764E-2]
[null,null,null,null,null,null,null,null,null,null,null,null,null,null,null,null,null,null,null,null,null,null,null,null,null,null,null,null,null,null,null,null,null,null,null,null,null,null,null,null,null,null,null,null,null,null,null,null,null,null,null,null,null,null,null,null,null,null,null,null,null,null,null,null,null,null,null,null,null,null,null,null,null,null,null,null,null,null,null,null,null,null,null,null,null,null,"%I43th",1.0526971018011306E-2,5.8877695209537725E-3,5.3878396253846236E-3,8.0560929765094002E-3,1.1109143979364172E-2,1.4247038995400228E-3,1.3136611954309414E-2,8.5665224176062899E-3,1.6134192696453251E-2,8.7633254025549449E-3,1.3918612923334642E-2,2.7146371266142708E-2,3.1009666916839571E-2,2.6515855160104646E-2,2.2615913803048802E-2,2.2615913803048802E-2,2.2615913803048802E-2,2.2615913803048802E-2,null,1.0526971018011306E-2,5.8877695209537725E-3,5.3878396253846236E-3,8.0560929765094002E-3,1.1109143979364172E-2,1.4247038995400228E-3,9.6217900049674968E-3,5.0978707064045625E-3,1.0642798690601975E-2,1.5498038155240644E-2,2.5566885333398331E-2,8.8856536667410325E-3,1.4014164019625283E-2,1.1975786181104762E-2,6.6432575438419416E-3,6.6432575438419416E-3,6.6432575438419416E-3,6.6432575438419416E-3]
[null,null,null,null,null,null,null,null,null,null,null,null,null,null,null,null,null,null,null,null,null,null,null,null,null,null,null,null,null,null,null,null,null,null,null,null,null,null,null,null,null,null,null,null,null,null,null,null,null,null,null,null,null,null,null,null,null,null,null,null,null,null,null,null,null,null,null,null,null,null,null,null,null,null,null,null,null,null,null,null,null,null,null,null,null,null,"%I45th",9.5128305568926083E-3,1.2685427333356913E-3,2.6131325396649254E-3,7.1070318853594676E-4,3.214585154420069E-3,1.4101403537754608E-3,1.492470727146547E-2,5.4520051925341729E-3,1.2270482615425517E-2,2.7852494878071333E-2,3.3932002964594338E-2,1.8364663069147785E-2,1.5128667271589605E-2,1.9500137963043538E-2,1.7037158342395747E-2,1.7037158342395747E-2,1.7037158342395747E-2,1.7037158342395747E-2,null,9.5128305568926083E-3,1.2685427333356913E-3,2.6131325396649254E-3,7.1070318853594676E-4,3.214585154420069E-3,1.4101403537754608E-3,9.4822295982002723E-3,6.4075525270483151E-3,2.1115193378001419E-2,2.5388740039829782E-2,2.5243694568105404E-2,2.3867570929863514E-2,1.9195359683666917E-2,1.4708782717767908E-2,2.0494652348951028E-3,2.0494652348951028E-3,2.0494652348951028E-3,2.0494652348951028E-3]
[null,null,null,null,null,null,null,null,null,null,null,null,null,null,null,null,null,null,null,null,null,null,null,null,null,null,null,null,null,null,null,null,null,null,null,null,null,null,null,null,null,null,null,null,null,null,null,null,null,null,null,null,null,null,null,null,null,null,null,null,null,null,null,null,null,null,null,null,null,null,null,null,null,null,null,null,null,null,null,null,null,null,null,null,null,null,"%I47th",1.2299421125844973E-2,7.64764519525718E-3,4.8325969829784059E-3,3.0098525798587876E-3,1.6175552593615208E-2,1.1802151171919492E-3,4.5142384141616653E-3,9.1728571845476753E-3,2.2427831145987457E-2,1.4675144686509682E-2,1.4561776408247205E-2,2.0333062592919268E-2,1.7481569185584276E-2,2.7014366075174181E-2,2.2470907995304781E-2,2.2470907995304781E-2,2.2470907995304781E-2,2.2470907995304781E-2,null,1.2299421125844973E-2,7.64764519525718E-3,4.8325969829784059E-3,3.0098525798587876E-3,1.6175552593615208E-2,1.1802151171919492E-3,8.4674872211351546E-3,3.4932603242531566E-3,1.2343882550107009E-2,2.474132658170294E-2,2.5455580168724831E-2,1.8308251680956376E-2,1.4470798570680536E-2,1.2121007263721844E-2,5.2924617429302608E-3,5.2924617429302608E-3,5.2924617429302608E-3,5.2924617429302608E-3]
[null,null,null,null,null,null,null,null,null,null,null,null,null,null,null,null,null,null,null,null,null,null,null,null,null,null,null,null,null,null,null,null,null,null,null,null,null,null,null,null,null,null,null,null,null,null,null,null,null,null,null,null,null,null,null,null,null,null,null,null,null,null,null,null,null,null,null,null,null,null,null,null,null,null,null,null,null,null,null,null,null,null,null,null,null,null,"%I49th",1.1294488968477919E-2,6.3303716167449524E-3,7.4012839362233001E-3,1.8889210365849254E-2,6.7541507344179311E-2,2.0497665276439044E-2,0.14704604914589733,0.10921393397759337,9.8928578347118129E-2,0.10784261653089898,6.8035490052639591E-2,4.4881996760354474E-2,5.2646975746586888E-2,5.7190743647352923E-2,3.9898949694494326E-2,3.9898949694494326E-2,3.9898949694494326E-2,3.9898949694494326E-2,null,1.1294488968477919E-2,6.3303716167449524E-3,7.4012839362233001E-3,1.8889210365849254E-2,6.7541507344179311E-2,2.0497665276439044E-2,1.6943878132574509E-2,1.1377721994185234E-2,7.448249718040886E-3,2.0976561826804348E-2,2.666932820412872E-2,4.9428329258768026E-3,7.3933876460087243E-3,1.2272799902739323E-2,8.4575244769216872E-3,8.4575244769216872E-3,8.4575244769216872E-3,8.4575244769216872E-3]
[]
[null,null,null,null,null,null,null,null,null,null,null,null,null,null,null,null,null,null,null,null,null,null,null,null,null,null,null,null,null,null,null,null,null,null,null,null,null,null,null,null,null,null,null,null,null,null,null,null,null,null,null,null,null,null,null,null,null,null,null,null,null,null,null,null,null,null,null,null,null,null,null,null,null,null,null,null,null,null,null,null,null,null,null,null,null,12]
[null,null,null,null,null,null,null,null,null,null,null,null,null,null,null,null,null,null,null,null,null,null,null,null,null,null,null,null,null,null,null,null,null,null,null,null,null,null,null,null,null,null,null,null,null,null,null,null,null,null,null,null,null,null,null,null,null,null,null,null,null,null,null,null,null,null,null,null,null,null,null,null,null,null,null,null,null,null,null,null,null,null,null,null,null,null,"%Zloop"]
[null,null,null,null,null,null,null,null,null,null,null,null,null,null,null,null,null,null,null,null,null,null,null,null,null,null,null,null,null,null,null,null,null,null,null,null,null,null,null,null,null,null,null,null,null,null,null,null,null,null,null,null,null,null,null,null,null,null,null,null,null,null,null,null,null,null,null,null,null,null,null,null,null,null,null,null,null,null,null,null,null,null,null,null,null,null,"Kfactor"]
[null,null,null,null,null,null,null,null,null,null,null,null,null,null,null,null,null,null,null,null,null,null,null,null,null,null,null,null,null,null,null,null,null,null,null,null,null,null,null,null,null,null,null,null,null,null,null,null,null,null,null,null,null,null,null,null,null,null,null,null,null,null,null,null,null,null,null,null,null,null,null,null,null,null,null,null,null,null,null,null,null,null,null,null,null,null,"%Ithd"]
[null,null,null,null,null,null,null,null,null,null,null,null,null,null,null,null,null,null,null,null,null,null,null,null,null,null,null,null,null,null,null,null,null,null,null,null,null,null,null,null,null,null,null,null,null,null,null,null,null,null,null,null,null,null,null,null,null,null,null,null,null,null,null,null,null,null,null,null,null,null,null,null,null,null,null,null,null,null,null,null,null,null,null,null,null,null,"Irms/If"]
[null,null,null,null,null,null,null,null,null,null,null,null,null,null,null,null,null,null,null,null,null,null,null,null,null,null,null,null,null,null,null,null,null,null,null,null,null,null,null,null,null,null,null,null,null,null,null,null,null,null,null,null,null,null,null,null,null,null,null,null,null,null,null,null,null,null,null,null,null,null,null,null,null,null,null,null,null,null,null,null,null,null,null,null,null,null,"Ih/If"]
[null,null,null,null,null,null,null,null,null,null,null,null,null,null,null,null,null,null,null,null,null,null,null,null,null,null,null,null,null,null,null,null,null,null,null,null,null,null,null,null,null,null,null,null,null,null,null,null,null,null,null,null,null,null,null,null,null,null,null,null,null,null,null,null,null,null,null,null,null,null,null,null,null,null,null,null,null,null,null,null,null,null,null,null,null,null,"DispPF"]
[null,null,null,null,null,null,null,null,null,null,null,null,null,null,null,null,null,null,null,null,null,null,null,null,null,null,null,null,null,null,null,null,null,null,null,null,null,null,null,null,null,null,null,null,null,null,null,null,null,null,null,null,null,null,null,null,null,null,null,null,null,null,null,null,null,null,null,null,null,null,null,null,null,null,null,null,null,null,null,null,null,null,null,null,null,null,"ActPF"]
[null,null,null,null,null,null,null,null,null,null,null,null,null,null,null,null,null,null,null,null,null,null,null,null,null,null,null,null,null,null,null,null,null,null,null,null,null,null,null,null,null,null,null,null,null,null,null,null,null,null,null,null,null,null,null,null,null,null,null,null,null,null,null,null,null,null,null,null,null,null,null,null,null,null,null,null,null,null,null,null,null,null,null,null,null,null,"%Vthd"]
[null,null,null,null,null,null,null,null,null,null,null,null,null,null,null,null,null,null,null,null,null,null,null,null,null,null,null,null,null,null,null,null,null,null,null,null,null,null,null,null,null,null,null,null,null,null,null,null,null,null,null,null,null,null,null,null,null,null,null,null,null,null,null,null,null,null,null,null,null,null,null,null,null,null,null,null,null,null,null,null,null,null,null,null,null,null,"Vrms/Vs"]
[null,null,null,null,null,null,null,null,null,null,null,null,null,null,null,null,null,null,null,null,null,null,null,null,null,null,null,null,null,null,null,null,null,null,null,null,null,null,null,null,null,null,null,null,null,null,null,null,null,null,null,null,null,null,null,null,null,null,null,null,null,null,null,null,null,null,null,null,null,null,null,null,null,null,null,null,null,null,null,null,null,null,null,null,null,null,"Vbus/Vs"]
[null,null,null,null,null,null,null,null,null,null,null,null,null,null,null,null,null,null,null,null,null,null,null,null,null,null,null,null,null,null,null,null,null,null,null,null,null,null,null,null,null,null,null,null,null,null,null,null,null,null,null,null,null,null,null,null,null,null,null,null,null,null,null,null,null,null,null,null,null,null,null,null,null,null,null,null,null,null,null,null,null,null,null,null,null,null,"%I2nd"]
[null,null,null,null,null,null,null,null,null,null,null,null,null,null,null,null,null,null,null,null,null,null,null,null,null,null,null,null,null,null,null,null,null,null,null,null,null,null,null,null,null,null,null,null,null,null,null,null,null,null,null,null,null,null,null,null,null,null,null,null,null,null,null,null,null,null,null,null,null,null,null,null,null,null,null,null,null,null,null,null,null,null,null,null,null,null,"%I3rd"]
[null,null,null,null,null,null,null,null,null,null,null,null,null,null,null,null,null,null,null,null,null,null,null,null,null,null,null,null,null,null,null,null,null,null,null,null,null,null,null,null,null,null,null,null,null,null,null,null,null,null,null,null,null,null,null,null,null,null,null,null,null,null,null,null,null,null,null,null,null,null,null,null,null,null,null,null,null,null,null,null,null,null,null,null,null,null,"%I4th"]
[null,null,null,null,null,null,null,null,null,null,null,null,null,null,null,null,null,null,null,null,null,null,null,null,null,null,null,null,null,null,null,null,null,null,null,null,null,null,null,null,null,null,null,null,null,null,null,null,null,null,null,null,null,null,null,null,null,null,null,null,null,null,null,null,null,null,null,null,null,null,null,null,null,null,null,null,null,null,null,null,null,null,null,null,null,null,"%I5th"]
[null,null,null,null,null,null,null,null,null,null,null,null,null,null,null,null,null,null,null,null,null,null,null,null,null,null,null,null,null,null,null,null,null,null,null,null,null,null,null,null,null,null,null,null,null,null,null,null,null,null,null,null,null,null,null,null,null,null,null,null,null,null,null,null,null,null,null,null,null,null,null,null,null,null,null,null,null,null,null,null,null,null,null,null,null,null,"%I6th"]
[null,null,null,null,null,null,null,null,null,null,null,null,null,null,null,null,null,null,null,null,null,null,null,null,null,null,null,null,null,null,null,null,null,null,null,null,null,null,null,null,null,null,null,null,null,null,null,null,null,null,null,null,null,null,null,null,null,null,null,null,null,null,null,null,null,null,null,null,null,null,null,null,null,null,null,null,null,null,null,null,null,null,null,null,null,null,"%I7th"]
[null,null,null,null,null,null,null,null,null,null,null,null,null,null,null,null,null,null,null,null,null,null,null,null,null,null,null,null,null,null,null,null,null,null,null,null,null,null,null,null,null,null,null,null,null,null,null,null,null,null,null,null,null,null,null,null,null,null,null,null,null,null,null,null,null,null,null,null,null,null,null,null,null,null,null,null,null,null,null,null,null,null,null,null,null,null,"%I8th"]
[null,null,null,null,null,null,null,null,null,null,null,null,null,null,null,null,null,null,null,null,null,null,null,null,null,null,null,null,null,null,null,null,null,null,null,null,null,null,null,null,null,null,null,null,null,null,null,null,null,null,null,null,null,null,null,null,null,null,null,null,null,null,null,null,null,null,null,null,null,null,null,null,null,null,null,null,null,null,null,null,null,null,null,null,null,null,"%I9th"]
[null,null,null,null,null,null,null,null,null,null,null,null,null,null,null,null,null,null,null,null,null,null,null,null,null,null,null,null,null,null,null,null,null,null,null,null,null,null,null,null,null,null,null,null,null,null,null,null,null,null,null,null,null,null,null,null,null,null,null,null,null,null,null,null,null,null,null,null,null,null,null,null,null,null,null,null,null,null,null,null,null,null,null,null,null,null,"%I10th"]
[null,null,null,null,null,null,null,null,null,null,null,null,null,null,null,null,null,null,null,null,null,null,null,null,null,null,null,null,null,null,null,null,null,null,null,null,null,null,null,null,null,null,null,null,null,null,null,null,null,null,null,null,null,null,null,null,null,null,null,null,null,null,null,null,null,null,null,null,null,null,null,null,null,null,null,null,null,null,null,null,null,null,null,null,null,null,"%I11th"]
[null,null,null,null,null,null,null,null,null,null,null,null,null,null,null,null,null,null,null,null,null,null,null,null,null,null,null,null,null,null,null,null,null,null,null,null,null,null,null,null,null,null,null,null,null,null,null,null,null,null,null,null,null,null,null,null,null,null,null,null,null,null,null,null,null,null,null,null,null,null,null,null,null,null,null,null,null,null,null,null,null,null,null,null,null,null,"%I12th"]
[null,null,null,null,null,null,null,null,null,null,null,null,null,null,null,null,null,null,null,null,null,null,null,null,null,null,null,null,null,null,null,null,null,null,null,null,null,null,null,null,null,null,null,null,null,null,null,null,null,null,null,null,null,null,null,null,null,null,null,null,null,null,null,null,null,null,null,null,null,null,null,null,null,null,null,null,null,null,null,null,null,null,null,null,null,null,"%I13th"]
[null,null,null,null,null,null,null,null,null,null,null,null,null,null,null,null,null,null,null,null,null,null,null,null,null,null,null,null,null,null,null,null,null,null,null,null,null,null,null,null,null,null,null,null,null,null,null,null,null,null,null,null,null,null,null,null,null,null,null,null,null,null,null,null,null,null,null,null,null,null,null,null,null,null,null,null,null,null,null,null,null,null,null,null,null,null,"%I14th"]
[null,null,null,null,null,null,null,null,null,null,null,null,null,null,null,null,null,null,null,null,null,null,null,null,null,null,null,null,null,null,null,null,null,null,null,null,null,null,null,null,null,null,null,null,null,null,null,null,null,null,null,null,null,null,null,null,null,null,null,null,null,null,null,null,null,null,null,null,null,null,null,null,null,null,null,null,null,null,null,null,null,null,null,null,null,null,"%I15th"]
[null,null,null,null,null,null,null,null,null,null,null,null,null,null,null,null,null,null,null,null,null,null,null,null,null,null,null,null,null,null,null,null,null,null,null,null,null,null,null,null,null,null,null,null,null,null,null,null,null,null,null,null,null,null,null,null,null,null,null,null,null,null,null,null,null,null,null,null,null,null,null,null,null,null,null,null,null,null,null,null,null,null,null,null,null,null,"%I16th"]
[null,null,null,null,null,null,null,null,null,null,null,null,null,null,null,null,null,null,null,null,null,null,null,null,null,null,null,null,null,null,null,null,null,null,null,null,null,null,null,null,null,null,null,null,null,null,null,null,null,null,null,null,null,null,null,null,null,null,null,null,null,null,null,null,null,null,null,null,null,null,null,null,null,null,null,null,null,null,null,null,null,null,null,null,null,null,"%I17th"]
[null,null,null,null,null,null,null,null,null,null,null,null,null,null,null,null,null,null,null,null,null,null,null,null,null,null,null,null,null,null,null,null,null,null,null,null,null,null,null,null,null,null,null,null,null,null,null,null,null,null,null,null,null,null,null,null,null,null,null,null,null,null,null,null,null,null,null,null,null,null,null,null,null,null,null,null,null,null,null,null,null,null,null,null,null,null,"%I18th"]
[null,null,null,null,null,null,null,null,null,null,null,null,null,null,null,null,null,null,null,null,null,null,null,null,null,null,null,null,null,null,null,null,null,null,null,null,null,null,null,null,null,null,null,null,null,null,null,null,null,null,null,null,null,null,null,null,null,null,null,null,null,null,null,null,null,null,null,null,null,null,null,null,null,null,null,null,null,null,null,null,null,null,null,null,null,null,"%I19th"]
[null,null,null,null,null,null,null,null,null,null,null,null,null,null,null,null,null,null,null,null,null,null,null,null,null,null,null,null,null,null,null,null,null,null,null,null,null,null,null,null,null,null,null,null,null,null,null,null,null,null,null,null,null,null,null,null,null,null,null,null,null,null,null,null,null,null,null,null,null,null,null,null,null,null,null,null,null,null,null,null,null,null,null,null,null,null,"%I20th"]
[null,null,null,null,null,null,null,null,null,null,null,null,null,null,null,null,null,null,null,null,null,null,null,null,null,null,null,null,null,null,null,null,null,null,null,null,null,null,null,null,null,null,null,null,null,null,null,null,null,null,null,null,null,null,null,null,null,null,null,null,null,null,null,null,null,null,null,null,null,null,null,null,null,null,null,null,null,null,null,null,null,null,null,null,null,null,"%I21th"]
[null,null,null,null,null,null,null,null,null,null,null,null,null,null,null,null,null,null,null,null,null,null,null,null,null,null,null,null,null,null,null,null,null,null,null,null,null,null,null,null,null,null,null,null,null,null,null,null,null,null,null,null,null,null,null,null,null,null,null,null,null,null,null,null,null,null,null,null,null,null,null,null,null,null,null,null,null,null,null,null,null,null,null,null,null,null,"%I22th"]
[null,null,null,null,null,null,null,null,null,null,null,null,null,null,null,null,null,null,null,null,null,null,null,null,null,null,null,null,null,null,null,null,null,null,null,null,null,null,null,null,null,null,null,null,null,null,null,null,null,null,null,null,null,null,null,null,null,null,null,null,null,null,null,null,null,null,null,null,null,null,null,null,null,null,null,null,null,null,null,null,null,null,null,null,null,null,"%I23th"]
[null,null,null,null,null,null,null,null,null,null,null,null,null,null,null,null,null,null,null,null,null,null,null,null,null,null,null,null,null,null,null,null,null,null,null,null,null,null,null,null,null,null,null,null,null,null,null,null,null,null,null,null,null,null,null,null,null,null,null,null,null,null,null,null,null,null,null,null,null,null,null,null,null,null,null,null,null,null,null,null,null,null,null,null,null,null,"%I24th"]
[null,null,null,null,null,null,null,null,null,null,null,null,null,null,null,null,null,null,null,null,null,null,null,null,null,null,null,null,null,null,null,null,null,null,null,null,null,null,null,null,null,null,null,null,null,null,null,null,null,null,null,null,null,null,null,null,null,null,null,null,null,null,null,null,null,null,null,null,null,null,null,null,null,null,null,null,null,null,null,null,null,null,null,null,null,null,"%I25th"]
[null,null,null,null,null,null,null,null,null,null,null,null,null,null,null,null,null,null,null,null,null,null,null,null,null,null,null,null,null,null,null,null,null,null,null,null,null,null,null,null,null,null,null,null,null,null,null,null,null,null,null,null,null,null,null,null,null,null,null,null,null,null,null,null,null,null,null,null,null,null,null,null,null,null,null,null,null,null,null,null,null,null,null,null,null,null,"%I26th"]
[null,null,null,null,null,null,null,null,null,null,null,null,null,null,null,null,null,null,null,null,null,null,null,null,null,null,null,null,null,null,null,null,null,null,null,null,null,null,null,null,null,null,null,null,null,null,null,null,null,null,null,null,null,null,null,null,null,null,null,null,null,null,null,null,null,null,null,null,null,null,null,null,null,null,null,null,null,null,null,null,null,null,null,null,null,null,"%I27th"]
[null,null,null,null,null,null,null,null,null,null,null,null,null,null,null,null,null,null,null,null,null,null,null,null,null,null,null,null,null,null,null,null,null,null,null,null,null,null,null,null,null,null,null,null,null,null,null,null,null,null,null,null,null,null,null,null,null,null,null,null,null,null,null,null,null,null,null,null,null,null,null,null,null,null,null,null,null,null,null,null,null,null,null,null,null,null,"%I28th"]
[null,null,null,null,null,null,null,null,null,null,null,null,null,null,null,null,null,null,null,null,null,null,null,null,null,null,null,null,null,null,null,null,null,null,null,null,null,null,null,null,null,null,null,null,null,null,null,null,null,null,null,null,null,null,null,null,null,null,null,null,null,null,null,null,null,null,null,null,null,null,null,null,null,null,null,null,null,null,null,null,null,null,null,null,null,null,"%I29th"]
[null,null,null,null,null,null,null,null,null,null,null,null,null,null,null,null,null,null,null,null,null,null,null,null,null,null,null,null,null,null,null,null,null,null,null,null,null,null,null,null,null,null,null,null,null,null,null,null,null,null,null,null,null,null,null,null,null,null,null,null,null,null,null,null,null,null,null,null,null,null,null,null,null,null,null,null,null,null,null,null,null,null,null,null,null,null,"%I30th"]
[null,null,null,null,null,null,null,null,null,null,null,null,null,null,null,null,null,null,null,null,null,null,null,null,null,null,null,null,null,null,null,null,null,null,null,null,null,null,null,null,null,null,null,null,null,null,null,null,null,null,null,null,null,null,null,null,null,null,null,null,null,null,null,null,null,null,null,null,null,null,null,null,null,null,null,null,null,null,null,null,null,null,null,null,null,null,"%I31th"]
[null,null,null,null,null,null,null,null,null,null,null,null,null,null,null,null,null,null,null,null,null,null,null,null,null,null,null,null,null,null,null,null,null,null,null,null,null,null,null,null,null,null,null,null,null,null,null,null,null,null,null,null,null,null,null,null,null,null,null,null,null,null,null,null,null,null,null,null,null,null,null,null,null,null,null,null,null,null,null,null,null,null,null,null,null,null,"%I32th"]
[null,null,null,null,null,null,null,null,null,null,null,null,null,null,null,null,null,null,null,null,null,null,null,null,null,null,null,null,null,null,null,null,null,null,null,null,null,null,null,null,null,null,null,null,null,null,null,null,null,null,null,null,null,null,null,null,null,null,null,null,null,null,null,null,null,null,null,null,null,null,null,null,null,null,null,null,null,null,null,null,null,null,null,null,null,null,"%I33rd"]
[null,null,null,null,null,null,null,null,null,null,null,null,null,null,null,null,null,null,null,null,null,null,null,null,null,null,null,null,null,null,null,null,null,null,null,null,null,null,null,null,null,null,null,null,null,null,null,null,null,null,null,null,null,null,null,null,null,null,null,null,null,null,null,null,null,null,null,null,null,null,null,null,null,null,null,null,null,null,null,null,null,null,null,null,null,null,"%I35th"]
[null,null,null,null,null,null,null,null,null,null,null,null,null,null,null,null,null,null,null,null,null,null,null,null,null,null,null,null,null,null,null,null,null,null,null,null,null,null,null,null,null,null,null,null,null,null,null,null,null,null,null,null,null,null,null,null,null,null,null,null,null,null,null,null,null,null,null,null,null,null,null,null,null,null,null,null,null,null,null,null,null,null,null,null,null,null,"%I37th"]
[null,null,null,null,null,null,null,null,null,null,null,null,null,null,null,null,null,null,null,null,null,null,null,null,null,null,null,null,null,null,null,null,null,null,null,null,null,null,null,null,null,null,null,null,null,null,null,null,null,null,null,null,null,null,null,null,null,null,null,null,null,null,null,null,null,null,null,null,null,null,null,null,null,null,null,null,null,null,null,null,null,null,null,null,null,null,"%I39th"]
[null,null,null,null,null,null,null,null,null,null,null,null,null,null,null,null,null,null,null,null,null,null,null,null,null,null,null,null,null,null,null,null,null,null,null,null,null,null,null,null,null,null,null,null,null,null,null,null,null,null,null,null,null,null,null,null,null,null,null,null,null,null,null,null,null,null,null,null,null,null,null,null,null,null,null,null,null,null,null,null,null,null,null,null,null,null,"%I41th"]
[null,null,null,null,null,null,null,null,null,null,null,null,null,null,null,null,null,null,null,null,null,null,null,null,null,null,null,null,null,null,null,null,null,null,null,null,null,null,null,null,null,null,null,null,null,null,null,null,null,null,null,null,null,null,null,null,null,null,null,null,null,null,null,null,null,null,null,null,null,null,null,null,null,null,null,null,null,null,null,null,null,null,null,null,null,null,"%I43th"]
[null,null,null,null,null,null,null,null,null,null,null,null,null,null,null,null,null,null,null,null,null,null,null,null,null,null,null,null,null,null,null,null,null,null,null,null,null,null,null,null,null,null,null,null,null,null,null,null,null,null,null,null,null,null,null,null,null,null,null,null,null,null,null,null,null,null,null,null,null,null,null,null,null,null,null,null,null,null,null,null,null,null,null,null,null,null,"%I45th"]
[null,null,null,null,null,null,null,null,null,null,null,null,null,null,null,null,null,null,null,null,null,null,null,null,null,null,null,null,null,null,null,null,null,null,null,null,null,null,null,null,null,null,null,null,null,null,null,null,null,null,null,null,null,null,null,null,null,null,null,null,null,null,null,null,null,null,null,null,null,null,null,null,null,null,null,null,null,null,null,null,null,null,null,null,null,null,"%I47th"]
[null,null,null,null,null,null,null,null,null,null,null,null,null,null,null,null,null,null,null,null,null,null,null,null,null,null,null,null,null,null,null,null,null,null,null,null,null,null,null,null,null,null,null,null,null,null,null,null,null,null,null,null,null,null,null,null,null,null,null,null,null,null,null,null,null,null,null,null,null,null,null,null,null,null,null,null,null,null,null,null,null,null,null,null,null,null,"%I49th"]

{"sheet":"INSTRUCTIONS","index":3,"n_rows":50,"n_cols":7,"rows_kept":50,"cut":false,"hidden":true,"merged":[[44,1,44,8],[37,1,41,8],[49,6,49,8],[35,1,35,8],[47,1,48,8],[45,1,46,8],[42,1,42,8],[43,1,43,8],[5,0,5,9],[15,1,15,8],[16,1,16,8],[20,1,20,8],[6,1,11,8],[17,1,19,8],[12,1,12,8],[13,1,14,8],[4,0,4,9],[0,0,0,6],[0,7,3,9],[1,0,2,6],[3,0,3,6],[21,1,25,8],[26,1,27,8],[28,1,29,8],[36,0,36,9],[34,1,34,8],[30,1,31,8],[32,1,33,8]]}
["Harmonic Analysis Program Instructions"]
["NOTE: Specific details regarding Inputs, Outputs, and Assumptions are given in the \"Equations and Explanations\" TAB."]
[]
["The Following Standard format has been created. "]
["Inputs are listed in RED TYPE!"]
[]
[1,"There are 2 Program Tabs: %TDD AND %Vthd!  Enter ALL your Input Data into the program under the first tab - %TDD.  This input data will transfer automatically to the %Vthd worksheet.  The difference is as follows:  PCC for %TDD is defined as the customer and user interface point; generally the T1 transformer Primary - the \"utility\"!  Voltage THD is calculated on the transformer secondary; or the specific bus selected.  To show the correct value for voltage; T1 [secondary] is the default PCC for this worksheet!  "]
[]
[]
[]
[]
[]
[2,"Each required input is accompanied by a set of directions that appear as a comment."]
[3,"The instruction comment is always to the cell directly to the LEFT of the required input; or on the TOP of the column if multiple inputs are possible."]
[]
[4,"The comment defines what input is required, with the command to ENTER the data in RED."]
[5,"Comments to Clarify the instruction, or list a default value are listed in BLUE!"]
[6,"These comments are in the Yellow area of the worksheet. Yellow areas are locked to protect the program integrity.  All INPUT Data from %TDD Tab is transferred to the %Vthd Tab & corresponding Cell.  THAT Data is LOCKED!"]
[]
[]
[7,"Inputs like project number and other items to identify the project are displayed in BLUE type!"]
[8,"The default value for % Demand of t1 is set at 80%. This value is the load placed on the transformer by both the NON-linear load (drives) and the linear load.  To illustrate: start with an assumption that 1HP equals 1KVA. Using a 2500 KVA transformer that is loaded to 80%, there will be a 2000 KVA load. Then, if the drive load is 500 HP (or 500 KVA); the balance of 1500kVA load is LINEAR."]
[]
[]
[]
[]
[9,"To Enter Input Short Circuit for the Primary; adjust the Primary MVA in cell J3.  The default value is 400."]
[]
[10,"NOTE: System Voltage, Frequency and Transformer Data are required. Wire data may not available; and generally falls into the 'not significant' category!"]
[]
[11,"ENTER all drive inputs.  Pay careful attention to what internal and external (or additional reactors) are used in the system.  "]
[]
[12,"NOTE: Selection of the CONVERTER TYPE is generally 6-Pulse. If specified as 12 or 18 Pulse, select the appropriate type code. Selecting Type 5: Coupled Filter represents the MIRUS filter."]
[]
[]
[null,"REPORT OUTPUT:"]
[]
[1,"The Spread Sheets are set up to PRINT as two sheets.  Columns A through N print on Page 1; this can be considered the \"INPUTs\" page!  Columns O through BJ print on page 2; this shows the RESULTS!  Columns of Formulas and Look - Up tables are hidden to make the printout readable.  TABS: %TDD and %Vthd should both be printed for each study.  The footer will identify each tab with title and page number."]
[]
[]
[]
[]
[2,"The VALUE for % Vthd shows at CELL P30."]
[3,"The VALUE for % TDD shows at CELL P28"]
[4,"Written RESULTS are displayed at CELLS O30 through P30 on page 2!"]
[null,"Note:  Results will show in GREEN text when the results pass;  RED text will display as a failure when IEEE519 guidelines are exceeded."]
[]
[5,"Individual Harmonics Results are displayed in 2 formats.  The bar graphs display the data in relative format; the actual data for each harmonic is also displayed!"]
[]
[null,null,null,null,null,null,"Updated 03-31-03 by MAM"]

{"sheet":"Equations & Explanations","index":4,"n_rows":117,"n_cols":15,"rows_kept":117,"cut":false,"hidden":true,"merged":[[0,1,0,4],[0,6,0,7],[5,1,7,8],[13,2,13,8],[2,5,2,8],[1,5,1,8],[9,2,9,8],[8,2,8,8],[3,5,3,8],[4,5,4,8],[3,1,3,4],[4,1,4,4],[34,1,34,8],[44,1,47,8],[41,1,42,8],[38,1,40,8],[36,1,36,8],[32,1,33,7],[10,2,11,8],[14,2,14,8],[23,1,23,7],[21,1,21,7],[12,2,12,8],[29,1,30,8],[25,1,27,8],[22,1,22,7]]}
[null,"Harmonic Analysis Program inputs:",null,null,null,null,"Rev: 10/1/2002 TJB",null,null,null,"Report Map:"]
[null,"  1) System frequency            ",null,null,null,"  2) Nominal primary and secondary voltages ",null,null,null,null,"Report Inputs:","Report Outputs:","Harm Table Data Line#s","Indiv Drive Harm Data: ","Harmonic Tables:"]
[null,"  3) Location of PCC (Point of Common Coupling)                 ",null,null,null,"  4) The utility demand level,",null,null,null,null,"A1:L51","M1:Z51","AA1:AA51","AB1:AZ51","CC1:cu420"]
[null,"  5) Network configuration as \"fed from\" sources                     ",null,null,null,"  6) All significant network impedances, ",null,null,null,null,"Guarantees: ",null,"%Zloop Calculator:"]
[null,"  7) The total drive complement, the drive converter types",null,null,null,"  8) Average motor loading.",null,null,null,null,"A54:K61","Limit Calculator","AA52:AZ97","Data for Charts:","index"]
[null,"The most significant impedances are those from the transformers and reactors in the drives current paths.  All of these should be included in the analysis. Wire impedances are usually less significant but wires with long runs and with significant voltage drops must be included.",null,null,null,null,null,null,null,null,"Mitagation Methods:","N53:W60",null,"BE1:BH51","6 pulse data"]
[null,null,null,null,null,null,null,null,null,null,"A63:K79","L55:M62",null,"Data for Kfactor","%Zloop"]
[null,null,null,null,null,null,null,null,null,null,null,"Wire Table:",null,"BC1:BC51","Kfactor"]
[null,null,"Transformer impedances are defined in term of rated KVA and % Impedance at that KVA",null,null,null,null,null,null,null,null,"N64:S93",null,null,"%Ithd"]
[null,null,"%Zxfmr@PCC =  %Zxfmr@KVA * (sqrt3 * Idrvs@PCC * Vll@PCC) / (KVAxfmr*1000)",null,null,null,null,null,null,null,null,null,null,null,"Irms/If"]
[null,null,"Wire impedance is determined from a look up table giving ohms per foot for the wire size times the cable length divided by number of cables in parallel.",null,null,null,null,null,null,null,null,null,null,"BA58:CB79","Ih/If"]
[null,null,null,null,null,null,null,null,null,null,null,null,null,null,"DispPF"]
[null,null,"%Zwire@PCC = 100 * (sqrt3 * Idrvs@PCC * Vll@PCC)  / Vll@wire^2",null,null,null,null,null,null,null,"Load Calculator:","Path Calculator",null,null,"ActPF"]
[null,null,"* ohms/foot from lookup table for wire size * wire length / number of cables in parallel",null,null,null,null,null,null,null,"B101:AU149","AX102:BS127",null,null,"%Vthd"]
[null,null,"Individual drive reactor or transformer impedances are input as %Z with respect to that drive",null,null,null,null,null,null,null,null,null,null,null,"Vrms/Vs"]
[null,null,null,null,null,null,null,null,null,null,"%ZloopCalculator",null,null,null,"Vbus/Vs"]
[null,"The Zsource, Ishort_circuit, Idemand Calculator inputs source impedance in 4 forms:",null,null,null,null,null,null,null,null,"H150:AV156","AX128:BT150",null,null,"%I2nd"]
[null,null,"Primary Short Circuit MVA; If Short Circuit Current is known adjust MVAsc until current is correct",null,null,null,null,null,null,null,null,null,null,null,"%I3rd"]
[null,null,"Primary R + jX",null,null,null,null,null,null,null,null,null,null,null,"%I4th"]
[null,null,"Primary Wire Size, Length, & Number in Parallel",null,null,null,null,null,null,null,null,null,null,null,"%I5th"]
[null,null,"Disrtibution Transformer KVA & %Impedance",null,null,null,null,null,null,null,null,null,null,null,"%I6th"]
[null,"The program assumes that all of these impedances are in series.",null,null,null,null,null,null,null,null,null,null,null,null,"%I7th"]
[null,"If any of these are not known or are insignificant: leave inputs blank.",null,null,null,null,null,null,null,null,null,null,null,null,"%I8th"]
[null,"If the impedance is not significant it will not be shown on the Harmonic Report",null,null,null,null,null,null,null,null,null,null,null,null,"%I9th"]
[null,null,null,null,null,null,null,null,null,null,null,null,null,null,"%I10th"]
[null,"The program allows input for: up to nine transformers in any configuration, and ten busses with input wires; and for twenty-five drives with input wires and with internal and external series impedance.  And for: 6, 12, or 18 pulse or active converters, harmonic trap or coupled filter or user harmonic data.",null,null,null,null,null,null,null,null,null,null,null,null,"%I11th"]
[null,null,null,null,null,null,null,null,null,null,null,null,null,null,"%I12th"]
[null,null,null,null,null,null,null,null,null,null,null,null,null,null,"%I13th"]
[null,null,null,null,null,null,null,null,null,null,null,null,null,null,"%I14th"]
[null,"Demand is highest 15 or 30 minute average utility current in a month or year and is inputed as % of distribution transformer KVA. This % can be adjusted to a desired demand current. If unknown; 80% is assumed.  ",null,null,null,null,null,null,null,null,null,null,null,null,"%I15th"]
[null,null,null,null,null,null,null,null,null,null,null,null,null,null,"%I16th"]
[null,null,null,null,null,null,null,null,null,null,null,null,null,null,"%I17th"]
[null,"Idemand includes both drive currents and sinusoidal currents.  The ratio Idemand/Idrives is assumed the same at all points in network",null,null,null,null,null,null,null,null,null,null,null,null,"%I18th"]
[null,null,null,null,null,null,null,null,null,null,null,null,null,null,"%I19th"]
[null,"Program assumes a balanced system, X/R of 5 for transformers, X/R of 20 for reactors, all drives equally loaded.",null,null,null,null,null,null,null,null,null,null,null,null,"%I20th"]
[null,null,null,null,null,null,null,null,null,null,null,null,null,null,"%I21th"]
[null,"The quality of the output report is related to the accuracy of all these inputs.",null,null,null,null,null,null,null,null,null,null,null,null,"%I22th"]
[null,null,null,null,null,null,null,null,null,null,null,null,null,null,"%I23th"]
[null,"The program determines the %Ithdh for each harmonic for each drive from a lookup table giving %Ithdh at each harmonic for the drive equivalent %loop impedance determined from the configuration inputs.  The lookup table data was derived by pspice analysis program runs for different loop impedances.  ",null,null,null,null,null,null,null,null,null,null,null,null,"%I24th"]
[null,null,null,null,null,null,null,null,null,null,null,null,null,null,"%I25th"]
[null,null,null,null,null,null,null,null,null,null,null,null,null,null,"%I26th"]
[null,"To obtain the total %Ithdh for each harmonic for each drive in the PCC path, each drive's individual %Ithdh times drive HP, are summed and divided by the total HP in the PCC path.",null,null,null,null,null,null,null,null,null,null,null,null,"%I27th"]
[null,null,null,null,null,null,null,null,null,null,null,null,null,null,"%I28th"]
[null,null,null,null,null,null,null,null,null,null,null,null,null,null,"%I29th"]
[null,"The Harmonic Analysis Report outputs:  PCC location, Source impedance data, Demand data, Motor loading, Voltage, HP, Current at PCC (Isc, Idemand, Idrives), Equivalent %Z before and after PCC, total Z, Analysis Results: meets or fails IEEE-519 requirements, %Ithd, %TDD, %Vthd and IEEE-519 limits, If, Ih, Irms, Kfactor, Disp PF, Actual PF, Vrms, Vbus, Individual harmonic %Vthd & %TDD",null,null,null,null,null,null,null,null,null,null,null,null,"%I30th"]
[null,null,null,null,null,null,null,null,null,null,null,null,null,null,"%I31th"]
[null,null,null,null,null,null,null,null,null,null,null,null,null,null,"%I32th"]
[null,null,null,null,null,null,null,null,null,null,null,null,null,null,"%I33rd"]
[null,null,null,null,null,null,null,null,null,null,null,null,null,null,"%I35th"]
[null,null,null,null,null,null,null,null,null,null,null,null,null,null,"%I37th"]
[null,"REPORT EQUATIONS",null,null,null,null,"Wire: ",null,null,null,null,null,null,null,"%I39th"]
[null,"Inputs:","Primary Z:","MVAsc (H3)(O11)","R (F3)(O12)","X (F4)(O13)","Size (F5)(O15)","Length (H5)(O16)","#inP (J5)(O17)",null,null,null,null,null,"%I41th"]
[null,null,"LnFrq (C4)(S10)","Vpri  (C5)","Kvat1 (C6)(O19)(C13)","Vsec (C7) (E12)","%Z (F6)(D12)(O20)",null,null,null,null,null,null,null,"%I43th"]
[null,null,null,"PCC (F9)(P10)","Applic (F8)","Ave%MtrLoading (C9)(O24)",null,"Dmd%KVAt1(F7)(O22)",null,null,null,null,null,null,"%I45th"]
[null,null,null,"t2-t9:","Kva  (C13-20)","Vsec(D13-20)   ","%Z   (E13-20)","FedFrom(B13-20)",null,null,null,null,null,null,"%I47th"]
[null,null,null,"b1-b10:","Wire: ","Size (I11-20)","Length (J11-20)","#inP (K11-20)",null,null,null,null,null,null,"%I49th"]
[null,null,"Drive:","HP (D22-46)",null,"CnvTyp(C22-46)","%Zint (E22-46)","%Zext (F22-46)","FedFrom(B22-46)",null,null,null,null,null,"index"]
[null,null,null,null,null,"Wire: ","Size (G22-46)","Length (I22-46)","#inP (H22-46)"]
[]
[null,"Calcs:","(S11) = (H9) = Vll@PCC = Vlookup(PCC,Table1,6,0) = Vsecinput for tx or Vlookup(fedfrom,Table3,6) for bx "]
[null,null,"(S12) = (L9) = HPdrv@PCC = Vlookup(PCC,Table1,3,0) = sum all HPs fed from tx or bx fed from … fed from PCC"]
[null,null,"(S13) =  (L8) = Hpdrvtotal = (D148) = (D129) = sum(J129:J147) = sum all HPs ultimately fed from utility "]
[null,null,"(S16) = (J9) = Idrvs@PCC = 584 * HPdrvs@PCC / Vll@PCC",null,null,null,null,"Table1 = B129:I148"]
[]
[null,"Primary Z:","(J3) = Isc from MVAsc@pri = MVAsc * 10^6 /sqrt3 / Vpri"]
[null,null,"(K3) = Isc from MVAsc@VPCC = MVAsc * 10^6 /sqrt3 / Vll@PCC"]
[null,null,"(L3) = %Z from MVAsc = 100 * Idrvs@PCC / Isc from MVAsc@PCC"]
[]
[null,null,"(H4) = (O14) = Z = sqrt( R^2 + X^2)"]
[null,null,"(J4) = X / R"]
[null,null,"(K4) = Isc from R+jX@PCC = Vpri^2 / Vll@PCC / sqrt3 / Z "]
[null,null,"(L4) = %Z from R+jX@PCC =  100 * Idrvs@PCC / Isc from R+jX@PCC"]
[]
[null,null,"      Z from wire = Vlookup(Size, Table, 4) * Length / #inP"]
[null,null,"(K5) = Isc from wire@PCC = Vpri^2 / Vll@PCC / sqrt3 / Z from wire"]
[null,null,"(L5) = %Z from wire @PCC = 100 * Idrvs@PCC / Isc from wire@PCC"]
[]
[null,null,"      Iscpri@PCC = 1 / (1 / Isc from MVAsc@PCC + 1 / Isc from R+jX@PCC +1 / Isc from wire@PCC)"]
[null,null,"      %Ztotalpri = %Z from MVAsc@PCC + %Z from R+jX@PCC + %Z from wire@PCC"]
[]
[null,null,"(I6) = (O21) = Idistxfmr rating@PCC = KVAt1 * !000 / sqrt3 /Vll@PCC "]
[null,null,"(J8) = Idmd@PCC = Idistxfmr rating * %Xfmrdmd / 100  but not less than Idrvs = I6 * F7 / 100"]
[null,null,"(S15) = (F22) = Idmd = Max(I7 * S12 / S13, S16)"]
[null,null,"(H7) = KVAdmd =KVAt1*Dmd%KVAt1/100",null,null," =C6*F7/100"]
[null,null,"(K6) = Isc from t1@PCC = Idistxfmr rating *100 / %Zt1"]
[null,null,"(L6) = %Z from t1 = 100 * Idrvs@PCC / Isc from t1@PCC"]
[null,null,null,null,null," "]
[null,null,"(K7) = Isc@t1sec@PCC = 1 / (1 / Iscpri@PCC + 1 / Isc from t1@PCC)"]
[]
[null,null,"(L7) = %Ztotal@t1sec@PCC = 100 * Idrvs@PCC / Isc@t1sec@PCC"]
[null,null,"(S20) = %Z before PCC = Sum[all%Z*HPthruZin path from PCC to utility] / HP@PCC = AV156"]
[]
[null,null,"(S21) = %Z after PCC = (Vlookup(PCC,Table,5,0) - Hlookup(PCC,Table2,27,0)) / HPdrvs@PCC"]
[null,null,"(S14) = Isc@PCC = Idrvs@PCC *100 / %Zs before PCC = S16 * 100 /S20"]
[null,null,"(S22) = %Zloop = %ZbeforePCC + %ZafterPCC"]
[]
[null,null,"(AB-AZ52) = %Zloopdrv = sum(%Z of each t and b in path from drive to utility) + %Ztipri + %Ztotaldrv "]
[null,null,"Index = hline# + 52*(ConvTypedrv - 1) = [AA2-51 + 52 * (C27-51 - 1)]"]
[null,null,"(AB-AZ2-51) = %Ithdhdrv = Hlookup(%Zloopdrv,Table,index,1) + Interpolation"]
[null,null,"(AB-AZ59) = PathFactor = 1 if PCC is in path from drive to utility else 0"]
[null,null,"(Y3:Y51) = %TDDh = [sum for each drive (Path factor * HPdrv * %Ithdhdrv)] / HP@PCC / (Idmd/Idrv)"]
[]
[]
[]
[]
[null,null,"%Zpath = "]
[null,null,"(X2:X51) = %Vthdh = h/130 * sum(%Ithdhdrv * %Zpath)"]
[]
[null,null,"(N28) = %TDD = sqrt(sum(%TDDh^2))"]
[null,null,"(N26) = %Ithd = %TDD * (Idmd/Idrvs) /.91"]
[null,null,"(N30) = %Vthd = sqrt(sum(%Vh^2))"]
[]
[null,null,"(S23) = If = .91 * Idrvs@PCC"]
[null,null,"(S24) = Ih = %Ithd / 100 * If"]
[null,null,"(S25) = Irms = sqrt(If^2 + Ih^2)"]
[]
[null,null,"(S26) = Kfactor = Summation [h^2 * (%TDD/100)^2] * (Idmd/Irms)^2 * .934"]

{"sheet":"Calculations","index":5,"n_rows":54,"n_cols":20,"rows_kept":54,"cut":false,"hidden":true,"merged":[[22,7,22,8],[47,9,47,14],[7,11,7,14],[4,7,4,8],[5,7,5,8],[21,7,21,8]]}
[]
[]
["Inputs:",null,null,"Calculations:"]
["  Application=","D5",null,"Vll PCC=","K7,U11","Hlookup(D9,BM1:CG65,65,0)",null,".001, G6, F12 to F20, Hlookup(BX53to CG53, BM1:CG65,65,0)",null,null,null,null,"BX toCG53=Fed From"]
["  PCC Location=","D9",null,"HP drv PCC=","N9,U12","Hlookup(D9,BM1:CG65,62,0)",null,"AD135 to AD154"]
["  Current Factor=","G10",null,"Hpused PCC=","N8,U13","Hlookup(D9,BM1:CG65,63,0)",null,"AC135 to AC154"]
["  %Ave Mtr Loading=","G9",null,"Isc PCC=","U14","100*U16/U20"]
["  Line Freq=","J9,U10",null,"Idmd PCC=","K8,U15","Max(I8*G7/U11, 430/G10/U11*Hlookup(D9,BM1:CG65,60,0)",null,null,null,"Y135 to Y154",null,"Sumproduct(AF132:BD132, AF133:BD133, Af135/154:BD135/154) + Sum(D135/154:W135/154)"]
[null,null,null,"Idrv PCC=","L9,U16","430/G10*U13/U11         430=746/sqrt3"]
["  MVAsc pri=","J3",null,"Isc pri=","L3","M3*K7/G6",null,"Isc MVA=","M3","If(J3=0,10^15,J3*10^6/1.732/K7"]
["  R pri=","G3",null,"Z pri=","J4","sqrt(G3^2+G4^2)",null,"   %Z MVA=","N3","100*U16/M3"]
["  X pri=","G4",null,"X/R=","L4","G4/G3",null,"Isc R+jX=","M4","If(J4=0,10^15,G6/J4/1.732/K7"]
["  Wire Size pri=","G5",null,"Isc/Idmd=","U17","U14/U15=G2",null,"   %Z R+jX=","N4","100*U16/M4"]
["  Wire Length=","J5",null,"Idmd/Idrv=","U18","U15/U16=J2",null,"Isc Wire pri=","M5","If(L5=0,10^15,G6^2/K7/1.732/ Vlookup(G5,n65:R94,4)*L5/J5"]
["  Wire #P=","L5",null,"Isc/Idrv=","U19","U14/U16=L2",null,"  %Z wire pri=","N5","100*U16/M5"]
[null,null,null,null,null,null,null,"Isc t1 only=","M6","D6*10^5/1.732/K7/D7"]
["  KVA t1=","D6",null,"Irated t1=","K6,Q21","D6*1000/1.732/K7",null,"  %Z t1=","N6","100*U16/M6"]
["  %Z t1=","D7",null,null,null,null,null,"Isc t1 sec=","M7","1/(1/M3+1/M4+1/M5+1/M6)"]
["  Vll t1 pri=","G6",null,"Idmd ti pri=","I7","G8*1000/1.732/G6",null,"  %Z total=","N7","sum(N3:N6)"]
["  Vll t1 sec=","G7",null,"Idmd ti sec=","I8","G8*1000/1.732/G7"]
["  %Dmd t1KVa=","D8",null,"KVA dmd=","G8,Q23","D6*D8/100"]
[null,null,null,"%Zs PCC=","U20","Hlookup(D9,BM1:CG70,68,0)",null,"BF127 to BY127",null,"Sum [AB107/AA107*Bf/BY107 +… +]*BF/BY130 + AB107/126"]
["  Xfmr t1/9",null,null,"%Zf PCC=","U21","Hlookup(D9,BM1:CG70,69,0)",null,"AD107 to AD126"]
["    Fed From=","C13/20",null,"%Zloop=","U22","U20+U21"]
["    KVA=","D13/20",null,"Irated=","G13/20","D13/20*1000/1.732/F13/20"]
["    %Z=","E13/20",null,"If PCC=","U23","sqrt(U25^2-U24^2)"]
["    Vll sec=","F13/20",null,"Ih PCC=","U24","U15*P28/100"]
[null,null,null,"Irms PCC=","U25","U16"]
["  Bus b1/10"]
["    Fed From=","J11/20",null,"Ampacity=","N11/20","Vlookup(K11/20,N65:S96,6)*L11/20"]
["    Wire Size=","K11/20",null,"Kfactor PCC=","U26","sum(EO2:EO51)*(U15/U25/100)^2",null,null,"EO2/O51"," = sum[(X3 to 51 * AA3 to 51)^2]"]
["    Wire #P=","L11/20",null,"PFdispPCC=","U27","Hlookup(U22,"]
["    Wire Length=","M11/20",null,"PFactPCC=","U28","if(U27=0,1,U27)*U23/U25"]
[null,null,null,"VrmsPCC=","U29","Hlookup(U22,"]
["  Drives d1/25",null,null,"VbusDrv1=","U30","Hlookup(AF69,"]
["    Fed From=","C22/46",null,"Ampacity=","L22/46",null,null,null,null,null,null,"AF165/211"]
["    Conv Type=","D22/46",null,"%Z total=","M22/46",null,null,null,null,null,null,"%Ithdhdrv"]
["    HPdrv=","E22/46",null,"Vll drv input=","N22/46",null,null,null,null,null,null,"Hpuseddrvall"]
["    %Zf int=","F22/46",null,"%Ithdf=","P26","100*U24/U23",null,null,null,null,null,"Drvs in PCC path"]
["    %Zf ext=","G22/46",null,"%TDD=","P28","sqrt(Sumsq(AA3:AA51))",null,"%TDDh=","AA3/51","[AF103*AF56*(AF3/51+AF163/211)+…+BD$103*BD$56*(BD3/51+BD163/211))]/(N8*U18)",null,null,null,null,null,null,null,null,null,"$X3/130*(BJ$80*HLOOKUP($BK$80,$BM$1:$CG$51,$X3+1,0)+BJ$81*HLOOKUP($BK$81,$BM$1:$CG$51,$X3+1,0)+BJ$82*HLOOKUP($BK$82,$BM$1:$CG$51,$X3+1,0)+BJ$83*HLOOKUP($BK$83,$BM$1:$CG$51,$X3+1,0)+BJ$84*HLOOKUP($BK$84,$BM$1:$CG$51,$X3+1,0)+BJ$85*HLOOKUP($BK$85,$BM$1:$CG$51,$X3+1,0)+BJ$86*HLOOKUP($BK$86,$BM$1:$CG$51,$X3+1,0)+BJ$87*HLOOKUP($BK$87,$BM$1:$CG$51,$X3+1,0)+BJ$88*HLOOKUP($BK$88,$BM$1:$CG$51,$X3+1,0)+BJ$89*HLOOKUP($BK$89,$BM$1:$CG$51,$X3+1,0)+BJ$90*HLOOKUP($BK$90,$BM$1:$CG$51,$X3+1,0)+BJ$91*HLOOKUP($BK$91,$BM$1:$CG$51,$X3+1,0)+BJ$92*HLOOKUP($BK$92,$BM$1:$CG$51,$X3+1,0)+BJ$93*HLOOKUP($BK$93,$BM$1:$CG$51,$X3+1,0)+BJ$94*HLOOKUP($BK$94,$BM$1:$CG$51,$X3+1,0)+BJ$95*HLOOKUP($BK$95,$BM$1:$CG$51,$X3+1,0)+BJ$96*HLOOKUP($BK$96,$BM$1:$CG$51,$X3+1,0)+BJ$97*HLOOKUP($BK$97,$BM$1:$CG$51,$X3+1,0)+BJ$98*HLOOKUP($BK$98,$BM$1:$CG$51,$X3+1,0)+BJ$99*HLOOKUP($BK$99,$BM$1:$CG$51,$X3+1,0)+BJ$100*HLOOKUP($BK$100,$BM$1:$CG$51,$X3+1,0))+BK163"]
["    %Loading=","H22/46",null,null,null,null,null,null,null,"Sum for all drvs[ (1 if Drv in PCC path else 0)  Hpuseddrvall  %Ithdhdrv] + AF165/211] / (HPusedPCC   Idmd/Idrvs)   ",null,null,null,null,null,null,null,null,null,"$X51/130*(BJ$80*HLOOKUP($BK$80,$BM$1:$CG$51,$X51+1,0)+BJ$81*HLOOKUP($BK$81,$BM$1:$CG$51,$X51+1,0)+BJ$82*HLOOKUP($BK$82,$BM$1:$CG$51,$X51+1,0)+BJ$83*HLOOKUP($BK$83,$BM$1:$CG$51,$X51+1,0)+BJ$84*HLOOKUP($BK$84,$BM$1:$CG$51,$X51+1,0)+BJ$85*HLOOKUP($BK$85,$BM$1:$CG$51,$X51+1,0)+BJ$86*HLOOKUP($BK$86,$BM$1:$CG$51,$X51+1,0)+BJ$87*HLOOKUP($BK$87,$BM$1:$CG$51,$X51+1,0)+BJ$88*HLOOKUP($BK$88,$BM$1:$CG$51,$X51+1,0)+BJ$89*HLOOKUP($BK$89,$BM$1:$CG$51,$X51+1,0)+BJ$90*HLOOKUP($BK$90,$BM$1:$CG$51,$X51+1,0)+BJ$91*HLOOKUP($BK$91,$BM$1:$CG$51,$X51+1,0)+BJ$92*HLOOKUP($BK$92,$BM$1:$CG$51,$X51+1,0)+BJ$93*HLOOKUP($BK$93,$BM$1:$CG$51,$X51+1,0)+BJ$94*HLOOKUP($BK$94,$BM$1:$CG$51,$X51+1,0)+BJ$95*HLOOKUP($BK$95,$BM$1:$CG$51,$X51+1,0)+BJ$96*HLOOKUP($BK$96,$BM$1:$CG$51,$X51+1,0)+BJ$97*HLOOKUP($BK$97,$BM$1:$CG$51,$X51+1,0)+BJ$98*HLOOKUP($BK$98,$BM$1:$CG$51,$X51+1,0)+BJ$99*HLOOKUP($BK$99,$BM$1:$CG$51,$X51+1,0)+BJ$100*HLOOKUP($BK$100,$BM$1:$CG$51,$X51+1,0))+BK211"]
["    Wire Size=","I22/46",null,"%Vthdf=","P30","sqrt(Sumsq(Z3:Z51))",null,"%Vthdf=","100 sum h=2 to 50 sqrt{[ Vh / Vf ]^2} = 100 ",null,null,null,null,null,null,null,null,null,null,"$X3/130*(BJ$80*HLOOKUP($BK$80,$BM$1:$CG$51,$X3+1,0)+BJ$81*HLOOKUP($BK$81,$BM$1:$CG$51,$X3+1,0)+BJ$82*HLOOKUP($BK$82,$BM$1:$CG$51,$X3+1,0)+BJ$83*HLOOKUP($BK$83,$BM$1:$CG$51,$X3+1,0)+BJ$84*HLOOKUP($BK$84,$BM$1:$CG$51,$X3+1,0)+BJ$85*HLOOKUP($BK$85,$BM$1:$CG$51,$X3+1,0)+BJ$86*HLOOKUP($BK$86,$BM$1:$CG$51,$X3+1,0)+BJ$87*HLOOKUP($BK$87,$BM$1:$CG$51,$X3+1,0)+BJ$88*HLOOKUP($BK$88,$BM$1:$CG$51,$X3+1,0)+BJ$89*HLOOKUP($BK$89,$BM$1:$CG$51,$X3+1,0)+BJ$90*HLOOKUP($BK$90,$BM$1:$CG$51,$X3+1,0)+BJ$91*HLOOKUP($BK$91,$BM$1:$CG$51,$X3+1,0)+BJ$92*HLOOKUP($BK$92,$BM$1:$CG$51,$X3+1,0)+BJ$93*HLOOKUP($BK$93,$BM$1:$CG$51,$X3+1,0)+BJ$94*HLOOKUP($BK$94,$BM$1:$CG$51,$X3+1,0)+BJ$95*HLOOKUP($BK$95,$BM$1:$CG$51,$X3+1,0)+BJ$96*HLOOKUP($BK$96,$BM$1:$CG$51,$X3+1,0)+BJ$97*HLOOKUP($BK$97,$BM$1:$CG$51,$X3+1,0)+BJ$98*HLOOKUP($BK$98,$BM$1:$CG$51,$X3+1,0)+BJ$99*HLOOKUP($BK$99,$BM$1:$CG$51,$X3+1,0)+BJ$100*HLOOKUP($BK$100,$BM$1:$CG$51,$X3+1,0))+BK163"]
["    Wire #P=","J22/46",null,null,null,null,null,"Vh s to n =","h sum over all nodes in PCC path [Znode Ihnode] ",null,null,null,null,null,null,null,null,null,null,"$X51/130*(BJ$80*HLOOKUP($BK$80,$BM$1:$CG$51,$X51+1,0)+BJ$81*HLOOKUP($BK$81,$BM$1:$CG$51,$X51+1,0)+BJ$82*HLOOKUP($BK$82,$BM$1:$CG$51,$X51+1,0)+BJ$83*HLOOKUP($BK$83,$BM$1:$CG$51,$X51+1,0)+BJ$84*HLOOKUP($BK$84,$BM$1:$CG$51,$X51+1,0)+BJ$85*HLOOKUP($BK$85,$BM$1:$CG$51,$X51+1,0)+BJ$86*HLOOKUP($BK$86,$BM$1:$CG$51,$X51+1,0)+BJ$87*HLOOKUP($BK$87,$BM$1:$CG$51,$X51+1,0)+BJ$88*HLOOKUP($BK$88,$BM$1:$CG$51,$X51+1,0)+BJ$89*HLOOKUP($BK$89,$BM$1:$CG$51,$X51+1,0)+BJ$90*HLOOKUP($BK$90,$BM$1:$CG$51,$X51+1,0)+BJ$91*HLOOKUP($BK$91,$BM$1:$CG$51,$X51+1,0)+BJ$92*HLOOKUP($BK$92,$BM$1:$CG$51,$X51+1,0)+BJ$93*HLOOKUP($BK$93,$BM$1:$CG$51,$X51+1,0)+BJ$94*HLOOKUP($BK$94,$BM$1:$CG$51,$X51+1,0)+BJ$95*HLOOKUP($BK$95,$BM$1:$CG$51,$X51+1,0)+BJ$96*HLOOKUP($BK$96,$BM$1:$CG$51,$X51+1,0)+BJ$97*HLOOKUP($BK$97,$BM$1:$CG$51,$X51+1,0)+BJ$98*HLOOKUP($BK$98,$BM$1:$CG$51,$X51+1,0)+BJ$99*HLOOKUP($BK$99,$BM$1:$CG$51,$X51+1,0)+BJ$100*HLOOKUP($BK$100,$BM$1:$CG$51,$X51+1,0))+BK211"]
["    Wire Length=","K22/46",null,null,null,null,null,"Znode =","%Z node/100 * Vllnode / Inode / sqrt3 = Vfnode / Ifnode / sqrt3",null,null,null,null,null,null,null,null,null,null,"[N7-N6, N6, E13/20/(D13/20+0.001)*BP/BW55, VLOOKUP($K11,$N$65:$R$94,4,0)*$M11/($L11+0.001)*173.2*584*BX55/(BX64+0.001)^2]*BI80/100/$N$8"]
[null,null,null,null,null,null,null,"Inode ="," 430/G10*HPnode"]
[null,null,null,null,null,null,null,"Ihnode =","%Ih/100 node Ifnode",null,null,null,null,null,null,null,null,null,null,"BK1:CG53 line 53 = Node Fed From =  0, utility, C13/20, J11/20"]
[]
[null,null,null,null,null,null,null,"%Vh/Vf=","Z3:Z51","X3/51/130*Sum[BJ80/100*Hlookup(BK80/100,BM1:CG65,X3/51+1,0)] + BK163/211"]
[null,null,null,null,null,null,null,null,null,"    h/130 * Sum for all nodes in PCC path[%Znode *  %Ithdnode] + BK163/211                     "]
[null,null,null,null,null,null,null,null,null,null,null,"%Znode=","BJ80/100","HLOOKUP(BK80/100,$BM$1:$CG$75,66,0)*BI80/100/$N$8"]
[null,null,null,null,null,null,null,null,null,"    0.134=100/sqrt3/430",null,"Hpat node","BI80/100=   VLOOKUP(BK80/100,$Z$135:$AE$155,3,0)"]
[null,null,null,null,null,null,null,null,null,null,null,"Nodes in PCC path","BK80/100","D9, HLOOKUP(BK80/100,$BK$1:$CG$53,53,0)"]
[null,null,null,null,null,null,null,null,null,null,null,"%Ithdnode="]
[null,null,null,null,null,null,null,null,null,null,null,"BK163/211"]

{"sheet":"Working Data","index":6,"n_rows":65,"n_cols":3,"rows_kept":65,"cut":false,"hidden":true,"merged":[]}
["Pass Phrasing","ABB is pleased to inform you that the harmonic analysis shows that the system passes IEEE 519, as"]
["Fail Phrasing L1","The harmonic analysis currently shows that the system does not pass IEEE 519.  IEEE 519 provides a"]
["Fail Phrasing L2","guideline, and being within IEEE 519 recommendations is not necessarily required.  One may contact"]
["Fail Phrasing L3","your local ABB representative or factory Application Engineer, to discuss the levels below."]
["Pass phrase L2","both the Total Harmonic Distortion and Total Demand Distortion are below IEEE 519 guidelines."]
["Pass Phrase empty"," "]
[]
[]
[]
[]
[]
[]
[]
[]
[]
[]
[]
[null,"Special"]
[null,"General"]
[null,"Dedicated"]
[]
[null,"Utility"]
[null,"T1"]
[]
[null,"Choose From Assumption Dropdown List"]
[null,"80% Load","Harmonic analysis assumes the MV to LV step down transformer is 80% loaded under peak loading."]
[null,"70% Load","Harmonic analysis assumes the MV to LV step down transformer is 70% loaded under peak loading."]
[null,"Linear Load","All non-drive loading is assumed to be linear loading."]
[null,"5.75%","Harmonic analysis assumes the MV to LV step down transformer impedance to be approximately 5.75%"]
[null,"ABB Drives","Harmonic analysis only includes the drives that are part of ABB's scope."]
[null,"All Drives","Harmonic analysis includes all drives, whether supplied by ABB or by others."]
[null,"Custom Assumption",0]
[null,"No Assumptions","There were no assumptions made, as all required information was provided to ABB"]
[]
[]
[]
[]
[]
[]
[]
[]
[]
[]
[]
[]
[]
[]
[]
[]
[]
[]
[]
[]
[]
["\"Type\" Options should include:"]
[null,"6 Pulse w/o reactor"]
[null,"6 Pulse w/ 3% impedance"]
[null,"6 Pulse w/ 5% impedance"]
[null,"12 Pulse"]
[null,"6 Pulse w/ HG7 Filter"]
[null,"6 Pulse w/ Matrix Filter"]
[null,"6 Pulse w/ Mirus Filter"]
[null,"18 Pulse w/ Isolation Xfmr"]
[null,"18 Pulse w/ Auto Xfmr"]
[null,"ACS800 Ultra Low Harmonic Drive"]