## ivpr60sp
PriceKey | EffectiveDate | FIELD | CODE | SubmittalGroup | Description | YCIV0157 | YCIV0177 | YCIV0187 | YCIV0207 | YCIV0227 | YCIV0247 | YCIV0267 | YCIV0287 | YCIV0307 | YCIV0357 | YCIV0397 | YCIV0457
09_09_C | 2013-09-16 | 9 | C |  | Standard Efficiency, Optimized IPLV, With Heat Recovery | 229340 | 250874 | 271109 | 286606 | 314301 | 340678 | 370106 | 373732 | 399764 | 456386 | 516553 | N/A
09_09_P | 2013-09-16 | 9 | P |  | Standard Efficiency, Optimized IPLV | 229340 | 250874 | 271109 | 286606 | 314301 | 340678 | 377090 | 373732 | 399764 | 456386 | 516553 | 530986
09_09_S | 2013-09-16 | 9 | S |  | Standard Efficiency, Standard IPLV | 227155 | 244786 | 262852 | 280727 | 307507 | 330944 | 363460 | 370239 | 395940 | 444561 | 499237 | N/A
10_10_A | 2013-09-16 | 10 | A |  | R-134a Refrigerant (Fully Charged) | STD | STD | STD | STD | STD | STD | STD | STD | STD | STD | STD | STD
11_12_40 | 2013-09-16 | 11, 12 | 40 |  | Voltage Code - (380/3/60) | 4311 | 6296 | 8129 | 16207 | 12882 | 10495 | 4968 | 0 | 0 | 0 | 0 | N/C
11_12_46 | 2013-09-16 | 11, 12 | 46 |  | Voltage Code - (460/3/60) | STD | STD | STD | STD | STD | STD | STD | STD | STD | STD | STD | STD
13_13_V | 2013-09-16 | 13 | V |  | VSD Drive | STD | STD | STD | STD | STD | STD | STD | STD | STD | STD | STD | STD
14_14_F | 2013-09-16 | 14 | A |  | Design Series A | N/C | N/C | N/C | N/C | N/C | N/C | N/C | N/C | N/C | N/C | N/C | N/C
15_15_B | 2013-09-16 | 15 | B |  | Development Level B | N/C | N/C | N/C | N/C | N/C | N/C | N/C | N/C | N/C | N/C | N/C | N/C
16_17_BX-40 | 2013-09-16 | 16, 17 | BX |  | SP Circuit Breaker w/Lockable Handle | 8779 | 8779 | 8779 | 8779 | 8779 | 8779 | 8779 | 13169 | 13169 | 13169 | 13169 | N/A
16_17_BX-46 | 2013-09-16 | 16, 17 | BX |  | SP Circuit Breaker w/Lockable Handle | 7935 | 7935 | 7935 | 7935 | 7935 | 7935 | 7935 | 11901 | 11901 | 11901 | 11901 | N/A
16_17_MR-40 | 2013-09-16 | 16, 17 | MR |  | MP Circuit Breaker w/Lockable Handle | N/A | N/A | N/A | N/A | N/A | N/A | N/A | N/A | N/A | N/A | N/A | 14768
16_17_MR-46 | 2013-09-16 | 16, 17 | MR |  | MP Circuit Breaker w/Lockable Handle | N/A | N/A | N/A | N/A | N/A | N/A | N/A | N/A | N/A | N/A | N/A | 14768
16_17_SX-40 | 2013-09-16 | 16, 17 | SX |  | SP Supply Terminal Block | N/C | N/C | N/C | N/C | N/C | N/C | N/C | N/C | N/C | N/C | N/C | N/A
16_17_SX-46 | 2013-09-16 | 16, 17 | SX |  | SP Supply Terminal Block | STD | STD | STD | STD | STD | STD | STD | STD | STD | STD | STD | N/A
16_17_XX-40 | 2013-09-16 | 16, 17 | XX |  | MP Supply Terminal Block | N/A | N/A | N/A | N/A | N/A | N/A | N/A | N/A | N/A | N/A | N/A | N/C
16_17_XX-46 | 2013-09-16 | 16, 17 | XX |  | MP Supply Terminal Block | N/A | N/A | N/A | N/A | N/A | N/A | N/A | N/A | N/A | N/A | N/A | STD
18_18_T | 2013-09-16 | 18 | T |  | Control Transformer | STD | STD | STD | STD | STD | STD | STD | STD | STD | STD | STD | STD
19_19_O | 2013-09-16 | 19 | O |  | Non-powered Convenience Outlet (Wiring by others) | 379 | 379 | 379 | 379 | 379 | 379 | 379 | 379 | 379 | 379 | 379 | N/A
21_21_B | 2013-09-16 | 21 | B |  | Both BAS/EMS Temperature & Current Reset/Offset | N/A | N/A | N/A | N/A | N/A | N/A | N/A | N/A | N/A | N/A | N/A | N/A
21_21_C | 2013-09-16 | 21 | C |  | BAS/EMS Current Reset / Offset | N/A | N/A | N/A | N/A | N/A | N/A | N/A | N/A | N/A | N/A | N/A | N/A
21_21_M | 2013-09-16 | 21 | M |  | Microgateway, (Factory Mounted) | N/A | N/A | N/A | N/A | N/A | N/A | N/A | N/A | N/A | N/A | N/A | N/A
21_21_T | 2013-09-16 | 21 | T |  | BAS/EMS Temperature Reset / Offset | STD | STD | STD | STD | STD | STD | STD | STD | STD | STD | STD | STD
22_22_F | 2013-09-16 | 22 | F |  | French LCD & Keypad Display | 563 | 583 | 612 | 636 | 666 | 699 | 728 | 504 | 528 | 572 | 621 | N/A
22_22_G | 2013-09-16 | 22 | G |  | German LCD & Keypad Display | 563 | 583 | 612 | 636 | 666 | 699 | 728 | 504 | 528 | 572 | 621 | N/A
22_22_H | 2013-09-16 | 22 | H |  | Hungarian LCD & Keypad Display | 563 | 583 | 612 | 636 | 666 | 699 | 728 | 504 | 528 | 572 | 621 | N/A
22_22_I | 2013-09-16 | 22 | I |  | Italian LCD & Keypad Display | 563 | 583 | 612 | 636 | 666 | 699 | 728 | 504 | 528 | 572 | 621 | N/A
22_22_L | 2013-09-16 | 22 | L |  | Polish LCD & Keypad Display | 563 | 583 | 612 | 636 | 666 | 699 | 728 | 504 | 528 | 572 | 621 | N/A
22_22_P | 2013-09-16 | 22 | P |  | Portuguese LCD & Keypad Display | 563 | 583 | 612 | 636 | 666 | 699 | 728 | 504 | 528 | 572 | 621 | N/A
22_22_S | 2013-09-16 | 22 | S |  | Spanish LCD & Keypad Display | 563 | 583 | 612 | 636 | 666 | 699 | 728 | 504 | 528 | 572 | 621 | N/A
22_22_X | 2013-09-16 | 22 | X |  | English LCD & Keypad Display | STD | STD | STD | STD | STD | STD | STD | STD | STD | STD | STD | STD
23_23_N | 2013-09-16 | 23 | N |  | SilentNightTM Sound Limiting Control option | 2742 | 2742 | 2742 | 2742 | 2742 | 2742 | 2742 | 2742 | 2742 | 2742 | 2742 | 2409
24_24_C | 2013-09-16 | 24 | C |  | CE Listing | N/A | N/A | N/A | N/A | N/A | N/A | N/A | N/A | N/A | N/A | N/A | N/A
24_24_L | 2013-09-16 | 24 | L |  | N American Safety Code (cUL) | STD | STD | STD | STD | STD | STD | STD | STD | STD | STD | STD | STD
24_24_N | 2013-09-16 | 24 | N |  | No Agency Listing | N/A | N/A | N/A | N/A | N/A | N/A | N/A | N/A | N/A | N/A | N/A | N/A
27_27_O | 2013-09-16 | 27 | O |  | OptiView Remote Control Center | N/A | N/A | N/A | N/A | N/A | N/A | N/A | N/A | N/A | N/A | N/A | N/A
28_28_S | 2013-09-16 | 28 | S |  | Sequence Control & Automatic Lead Transfer | 5237 | 5237 | 5237 | 5237 | 5237 | 5237 | 5237 | 5237 | 5237 | 5237 | 5237 | 4600
29_30_## | 2013-09-16 | 29, 30 | ## |  | Low Temperature Brine < 30°F / -1.1°C | 1154 | 1154 | 1154 | 1154 | 1154 | 1154 | 1154 | 1154 | 1154 | 1154 | 1154 | 1014
29_30_TS | 2013-09-16 | 29, 30 | TS |  | Thermal Storage | N/A | N/A | N/A | N/A | N/A | N/A | N/A | N/A | N/A | N/A | N/A | N/A
31_31_B | 2013-09-16 | 31 | B |  | Chicago Relief Code & Service Isolation Valve (Suction) | 4770 | 4770 | 5148 | 5527 | 5904 | 6283 | 6663 | 7153 | 7153 | 7153 | 7153 | N/A
31_31_C | 2013-09-16 | 31 | C |  | Chicago Relief Code | 2121 | 2121 | 2121 | 2121 | 2121 | 2121 | 2121 | 3180 | 3180 | 3180 | 3180 | N/A
31_31_D | 2013-09-16 | 31 | D |  | Service Isolation Valve & Pressure Relief Service Valve Kit | N/A | N/A | N/A | N/A | N/A | N/A | N/A | N/A | N/A | N/A | N/A | N/A
31_31_G | 2013-09-16 | 31 | G |  | Suction Service Isolation Valves & Dual Pressure Relief Valves | N/A | N/A | N/A | N/A | N/A | N/A | N/A | N/A | N/A | N/A | N/A | N/A
31_31_P | 2013-09-16 | 31 | P |  | Pressure Relief Service Valve Kit | N/A | N/A | N/A | N/A | N/A | N/A | N/A | N/A | N/A | N/A | N/A | N/A
31_31_R | 2013-09-16 | 31 | R |  | Dual Pressure Relief Valves | N/A | N/A | N/A | N/A | N/A | N/A | N/A | N/A | N/A | N/A | N/A | N/A
31_31_S | 2013-09-16 | 31 | S |  | Service Isolation Valve (Suction) | 2649 | 2649 | 3026 | 3407 | 3785 | 4163 | 4542 | 3974 | 3974 | 3974 | 3974 | 4535
37_37_H | 2013-09-16 | 37 | H |  | Compressor Heaters | STD | STD | STD | STD | STD | STD | STD | STD | STD | STD | STD | STD
38_38_3 | 2013-09-16 | 38 | 3 |  | DX Cooler 300 psig DWP Waterside | N/A | N/A | N/A | N/A | N/A | N/A | N/A | N/A | N/A | N/A | N/A | N/A
39_39_D | 2013-09-16 | 39 | D |  | DX Cooler 1 1/2" Double Thick Insulation | 2525 | 2777 | 2777 | 3318 | 3318 | 3318 | 3318 | 4977 | 4977 | 4977 | 4977 | 4371
40_40_F | 2013-09-16 | 40 | F |  | Victaulic Flange Kit w/Mating Flange (150 psig Cooler) | 2027 | 3330 | 3514 | 3652 | 3815 | 4001 | 4173 | 4166 | 4359 | 4730 | 5122 | 4498
40_40_M | 2013-09-16 | 40 | M |  | Weld Flange Kit w/Mating Flange (150 psig Cooler) | N/A | N/A | N/A | N/A | N/A | N/A | N/A | N/A | N/A | N/A | N/A | N/A
40_40_V1 | 2013-09-16 | 40 | V |  | Victaulic Flange Kit (150 psig Cooler) | 2411 | 3606 | 3606 | 3606 | 3606 | 3606 | 3606 | 3606 | 3606 | 3606 | 3606 | 3167
40_40_V3 | 2013-09-16 | 40 | V |  | Victaulic Flange Kit (300 psig Cooler) | N/A | N/A | N/A | N/A | N/A | N/A | N/A | N/A | N/A | N/A | N/A | N/A
40_40_W1 | 2013-09-16 | 40 | W |  | Weld Flange Kit (150 psig Cooler) | 909 | 1357 | 1357 | 1357 | 1357 | 1357 | 1357 | 1358 | 1358 | 1358 | 1358 | 1192
40_40_W3 | 2013-09-16 | 40 | W |  | Weld Flange Kit (300 psig Cooler) | N/A | N/A | N/A | N/A | N/A | N/A | N/A | N/A | N/A | N/A | N/A | N/A
41_41_D | 2013-09-16 | 41 | D |  | One Differential Pressure Switch per Chiller | 1716 | 1716 | 1716 | 1716 | 1716 | 1716 | 1716 | 1716 | 1716 | 1716 | 1716 | 1508
41_41_E | 2013-09-16 | 41 | E |  | Two Differential Pressure Switches per Chiller | 3434 | 3434 | 3434 | 3434 | 3434 | 3434 | 3434 | 3434 | 3434 | 3434 | 3434 | 3016
41_41_F | 2013-09-16 | 41 | F |  | Three Differential Pressure Switches per Chiller | 5150 | 5150 | 5150 | 5150 | 5150 | 5150 | 5150 | 5150 | 5150 | 5150 | 5150 | 4524
41_41_S1 | 2013-09-16 | 41 | S |  | 1 Flow Switch per Chiller (150 psig Cooler) | 389 | 389 | 389 | 389 | 389 | 389 | 389 | 389 | 389 | 389 | 389 | 342
41_41_S3 | 2013-09-16 | 41 | S |  | 1 Flow Switch per Chiller (300 psig Cooler) | N/A | N/A | N/A | N/A | N/A | N/A | N/A | N/A | N/A | N/A | N/A | N/A
41_41_T1 | 2013-09-16 | 41 | T |  | 2 Flow Switches per Chiller (150 psig Cooler) | 778 | 778 | 778 | 778 | 778 | 778 | 778 | 779 | 780 | 782 | 784 | 688
41_41_T3 | 2013-09-16 | 41 | T |  | 2 Flow Switches per Chiller (300 psig Cooler) | N/A | N/A | N/A | N/A | N/A | N/A | N/A | N/A | N/A | N/A | N/A | N/A
41_41_U1 | 2013-09-16 | 41 | U |  | 3 Flow Switches per Chiller (150 psig Cooler) | 1169 | 1169 | 1169 | 1169 | 1169 | 1169 | 1169 | 1167 | 1169 | 1170 | 1172 | 1029
41_41_U3 | 2013-09-16 | 41 | U |  | 3 Flow Switches per Chiller (300 psig Cooler) | N/A | N/A | N/A | N/A | N/A | N/A | N/A | N/A | N/A | N/A | N/A | N/A
42_42_A | 2013-09-16 | 42 | A |  | ASME Pressure Vessel & Associated Codes | STD | STD | STD | STD | STD | STD | STD | STD | STD | STD | STD | STD
42_42_E | 2013-09-16 | 42 | E |  | PED Pressure Vessel Code | N/A | N/A | N/A | N/A | N/A | N/A | N/A | N/A | N/A | N/A | N/A | N/A
43_43_R | 2013-09-16 | 43 | R |  | Remote DX Cooler (Refrigerant not included) | N/A | N/A | N/A | N/A | N/A | N/A | N/A | N/A | N/A | N/A | N/A | N/A
44_44_L | 2013-09-16 | 44 | L |  | Left Hand Evap connect (left hand side facing control panel) | STD | STD | STD | STD | STD | STD | STD | STD | STD | STD | STD | STD
44_44_R | 2013-09-16 | 44 | R |  | Right Hand Evap connect (right hand side facing control panel) | 262 | 269 | 281 | 287 | 303 | 323 | 341 | 265 | 270 | 292 | 316 | N/A
45_45_B | 2013-09-16 | 45 | B |  | Pre-coated Fin Condenser Coil, Slit Fins | 4071 | 4071 | 4576 | 4576 | 5078 | 5597 | 6101 | 6614 | 7124 | 8142 | 9159 | 8044
45_45_C | 2013-09-16 | 45 | C |  | CU / CU Condenser Coil, Slit Fins | 34417 | 34417 | 38665 | 38665 | 42910 | 47301 | 51548 | 55901 | 60203 | 68802 | 77402 | N/A
45_45_E | 2013-09-16 | 45 | E |  | Pre-Coated Epoxy NON Slit Ripple Fins | 3870 | 4132 | 4373 | 4891 | 5059 | 5270 | 5433 | 4758 | 5260 | 6317 | 7500 | 6588
45_45_P | 2013-09-16 | 45 | P |  | Epoxy Post-Coated Dipped Condenser Coil, Slit Fins | 52438 | 52438 | 58909 | 58909 | 65381 | 72074 | 78547 | 85178 | 91731 | 104835 | 117939 | 103581
45_45_X | 2013-09-16 | 45 | X |  | Aluminum Condenser Coil, Slit Fins | STD | STD | STD | STD | STD | STD | STD | STD | STD | STD | STD | STD
46_46_D | 2013-09-16 | 46 | D |  | Desuperheater (Circuits 1 and 2 Only) | N/A | N/A | N/A | N/A | N/A | N/A | N/A | N/A | N/A | N/A | N/A | N/A
46_46_H | 2013-09-16 | 46 | H |  | Heat Recovery | 33368 | 33368 | 35591 | 35591 | 39306 | 39306 | 39306 | 35591 | 35591 | 39306 | 39306 | N/A
47_47_X | 2013-09-16 | 47 | X |  | TEAO Fan Motors | STD | STD | STD | STD | STD | STD | STD | STD | STD | STD | STD | STD
48_48_1 | 2013-09-16 | 48 | 1 |  | Wire (Full Unit) Enclosure Panels (fac) | 6380 | 6380 | 7602 | 7602 | 7602 | 8822 | 8822 | 10641 | 10641 | 12163 | 13682 | 12015
48_48_3 | 2013-09-16 | 48 | 3 |  | Wire / Louvered Enclosure Panels (fac) | 8840 | 8840 | 10532 | 10532 | 10532 | 12221 | 12221 | 14745 | 14745 | 16849 | 18956 | 16650
48_48_5 | 2013-09-16 | 48 | 5 |  | Louvered (Condenser Only) Enclosure Panels (fac) | 6421 | 6421 | 7650 | 7650 | 7650 | 8877 | 8877 | 10709 | 10709 | 12238 | 13771 | 12093
48_48_7 | 2013-09-16 | 48 | 7 |  | Louvered (Full Unit) Enclosure Panels (fac) | 11426 | 11426 | 13612 | 13612 | 13612 | 15800 | 15800 | 19059 | 19059 | 21782 | 24504 | 21522
49_49_N | 2013-09-16 | 49 | N |  | Low Noise Package | 15023 | 15023 | 15023 | 15023 | 15023 | 15023 | 15023 | 30044 | 30044 | 30044 | 30044 | 26387
49_49_R | 2013-09-16 | 49 | R |  | Reduced Noise Package | 7463 | 7463 | 7463 | 7463 | 7463 | 7463 | 7463 | 15023 | 15023 | 15023 | 15023 | 13194
50_50_A | 2013-09-16 | 50 | A |  | Special Requirement (Standard Package + Material + Witness) | 14235 | 14777 | 15595 | 16248 | 16958 | 17836 | 18472 | 13206 | 13732 | 14920 | 16248 | 14270
50_50_B | 2013-09-16 | 50 | B |  | Special Requirement (Standard Document Package) | 1841 | 1911 | 2018 | 2102 | 2193 | 2306 | 2389 | 1709 | 1777 | 1931 | 2102 | 1846
50_50_M | 2013-09-16 | 50 | M |  | Special Requirement (Standard Package + Material Document) | 7153 | 7426 | 7836 | 8164 | 8522 | 8962 | 9282 | 6636 | 6900 | 7497 | 8164 | 7170
50_50_W | 2013-09-16 | 50 | W |  | Special Requirement (Standard Package + Witness Run Test) | 8924 | 9264 | 9775 | 10185 | 10631 | 11180 | 11580 | 8280 | 8608 | 9353 | 10185 | 8944
52_52_2 | 2013-09-16 | 52 | 2 |  | High Speed Inhibited Fans NOTE: Possible Additional Ld Time Add | N/A | N/A | N/A | N/A | N/A | N/A | N/A | N/A | N/A | N/A | N/A | N/A
52_52_G | 2013-09-16 | 52 | G |  | High Air Flow Fans NOTE: Possible Additional Lead Time Add | 7073 | 7312 | 8681 | 9023 | 10478 | 12088 | 13749 | 10929 | 12196 | 14896 | 17919 | 15738
52_52_H | 2013-09-16 | 52 | H |  | High Static Fans NOTE: Possible Additional Lead Time Add | 7073 | 7312 | 8681 | 9023 | 10478 | 12088 | 13749 | 10929 | 12196 | 14896 | 17919 | N/A
52_52_L | 2013-09-16 | 52 | L |  | Ultra Quiet Fans | 4616 | 4616 | 5194 | 5194 | 5770 | 6349 | 6926 | 7503 | 8080 | 9233 | 10389 | N/A
52_52_T | 2013-09-16 | 52 | T |  | Two -Speed Fans | N/A | N/A | N/A | N/A | N/A | N/A | N/A | N/A | N/A | N/A | N/A | N/A
52_52_V | 2013-09-16 | 52 | V |  | Low Sound Fans with Variable Speed Control NOTE:Possible Lead Time Add | 8511 | 8685 | 9055 | 9151 | 9671 | 10193 | 10774 | 11126 | 11405 | 12336 | 13351 | N/A
52_52_X | 2013-09-16 | 52 | X |  | Low Sound Fans | STD | STD | STD | STD | STD | STD | STD | STD | STD | STD | STD | N/A
53_53_F | 2013-09-16 | 53 | F |  | Fully Painted Unit - Don't show this on price or order reports! Can we delete? | N/A | N/A | N/A | N/A | N/A | N/A | N/A | N/A | N/A | N/A | N/A | N/A
54_54_1 | 2013-09-16 | 54 | 1 |  | Vibration Isolators - 1" Deflection | 2344 | 2344 | 3318 | 3318 | 3318 | 3505 | 3505 | 4647 | 4647 | 5308 | 5973 | 5246
54_54_N | 2013-09-16 | 54 | N |  | Vibration Isolators - Elastomeric (Neoprene) | 1665 | 1665 | 1665 | 1665 | 1665 | 1665 | 1665 | 2333 | 2333 | 2667 | 3000 | 2634
54_54_S | 2013-09-16 | 54 | S |  | Vibration Isolators - 2" Restrained Spring | 11715 | 11715 | 14644 | 14644 | 14644 | 17573 | 17573 | 20501 | 20501 | 23432 | 26361 | 23152
55_55_B | 2013-09-16 |  |  |  | 18 Months Labor (year 1) (entire unit) | 466 | 466 | 458 | 496 | 520 | 520 | 568 | 668 | 668 | 844 | 844 | 899
55_55_C | 2013-09-16 |  |  |  | 30 Months Parts (2 year) (entire unit) | 783 | 783 | 766 | 830 | 858 | 858 | 946 | 1100 | 1100 | 1389 | 1389 | 1480
55_55_D | 2013-09-16 |  |  |  | 30 Months Parts & Labor (2 year) (entire Unit) | 1880 | 1880 | 1863 | 2024 | 2097 | 2097 | 2329 | 2714 | 2714 | 3426 | 3426 | 3653
55_55_E | 2013-09-16 |  |  |  | 48 Months Parts (5 year) (compressor only) | 1647 | 1647 | 1821 | 1995 | 1995 | 1995 | 2472 | 2780 | 2780 | 3512 | 3512 | 3743
55_55_F | 2013-09-16 |  |  |  | 48 Months Parts & Labor (5 year) (compressor only) | 3144 | 3144 | 3316 | 3620 | 3685 | 3685 | 4357 | 4979 | 4979 | 6289 | 6289 | 6704
55_55_G | 2013-09-16 |  |  |  | 66 Months Parts (5 year) (entire unit) | 3382 | 3382 | 3339 | 3620 | 3728 | 3728 | 4152 | 4813 | 4813 | 6079 | 6079 | 6481
55_55_H | 2013-09-16 |  |  |  | 66 Months Parts & Labor (5 year) (entire unit) | 6590 | 6590 | 6538 | 7098 | 7349 | 7349 | 8176 | 9514 | 9514 | 12017 | 12017 | 12810
55_55_I | 2013-09-16 |  |  |  | 30 Months Parts (2 year) (compressor only) | 658 | 658 | 729 | 798 | 798 | 798 | 989 | 1112 | 1112 | 1404 | 1404 | 1497
55_55_J | 2013-09-16 |  |  |  | 30 Months Parts & Labor (2 year) (compressor only) | 1257 | 1257 | 1327 | 1449 | 1473 | 1473 | 1743 | 1992 | 1992 | 2515 | 2515 | 2682
55_55_K | 2013-09-16 |  |  |  | 42 Month Parts (3 year) (compressor only) | 989 | 989 | 1092 | 1197 | 1197 | 1197 | 1483 | 1667 | 1667 | 2107 | 2107 | 2246
55_55_L | 2013-09-16 |  |  |  | 42 Months Parts & Labor (3 year) (compressor only) | 1886 | 1886 | 1990 | 2172 | 2211 | 2211 | 2615 | 2988 | 2988 | 3774 | 3774 | 4023
55_55_M | 2013-09-16 |  |  |  | 54 Months Parts (4 year) (compressor only) | 1318 | 1318 | 1456 | 1595 | 1595 | 1595 | 1977 | 2224 | 2224 | 2809 | 2809 | 2994
55_55_N | 2013-09-16 |  |  |  | 54 Month Parts & Labor (4 year) (compressor only) | 2514 | 2514 | 2653 | 2896 | 2948 | 2948 | 3485 | 3983 | 3983 | 5032 | 5032 | 5364
55_55_O | 2013-09-16 |  |  |  | 42 Months Parts (3 year) (entire unit) | 1649 | 1649 | 1624 | 1760 | 1814 | 1814 | 2014 | 2337 | 2337 | 2953 | 2953 | 3148
55_55_P | 2013-09-16 |  |  |  | 42 Months Parts & Labor (3 year) (entire unit) | 3450 | 3450 | 3422 | 3714 | 3848 | 3848 | 4278 | 4980 | 4980 | 6289 | 6289 | 6704
55_55_R | 2013-09-16 |  |  |  | 54 Months Parts (4 year) (entire unit) | 2515 | 2515 | 2480 | 2690 | 2771 | 2771 | 3082 | 3575 | 3575 | 4516 | 4516 | 4815
55_55_S | 2013-09-16 |  |  |  | 54 Months Parts & Labor (4 year) (entire unit) | 5020 | 5020 | 4979 | 5406 | 5598 | 5598 | 6226 | 7246 | 7246 | 9153 | 9153 | 9758
55_55_X | 2013-09-16 |  |  |  | 18 Months Parts (Year 1) (entire unit) | STD | STD | STD | STD | STD | STD | STD | STD | STD | STD | STD | STD
56_56_1-R134A | 2013-09-16 |  |  |  | 18 Months Refrigerant Add (R134a) (year 1) | 217 | 217 | 217 | 217 | 217 | 217 | 324 | 489 | 489 | 489 | 489 | 520
56_56_2-R134A | 2013-09-16 |  |  |  | 30 Months Refrigerant Add (R134a) (2 year) | 324 | 324 | 324 | 324 | 324 | 324 | 489 | 731 | 731 | 731 | 731 | 779
56_56_3-R134A | 2013-09-16 |  |  |  | 42 Months Refrigerant Add (R134a) (3 year) | 489 | 489 | 489 | 489 | 489 | 489 | 731 | 1098 | 1098 | 1098 | 1098 | 1170
56_56_4-R134A | 2013-09-16 |  |  |  | 54 Month Refrigerant Add (R134a) (4 year) | 651 | 651 | 651 | 651 | 651 | 651 | 975 | 1464 | 1464 | 1464 | 1464 | 1560
56_56_5-R134A | 2013-09-16 |  |  |  | 66 Months Refrigerant Add (R134a) (5 year) | 813 | 813 | 813 | 813 | 813 | 813 | 1219 | 1828 | 1828 | 1828 | 1828 | 1949
57_57_A | 2013-09-16 | 57 | A |  | Buy American Act Compliance - W/Bag | 10719 | 10719 | 10719 | 10719 | 10719 | 10719 | 10719 | 18118 | 18118 | 18118 | 18118 | 15914
57_57_B | 2013-09-16 | 57 | B |  | Buy American Act and Closed-Container Shipment arranged by Cust Service - No Bag | N/A | N/A | N/A | N/A | N/A | N/A | N/A | N/A | N/A | N/A | N/A | N/A
57_57_C | 2013-09-16 | 57 | C |  | Closed Container Ship Ready, Fact. Loaded at Monterrey (US Port Export) - No Bag | N/A | N/A | N/A | N/A | N/A | N/A | N/A | N/A | N/A | N/A | N/A | N/A
57_57_D | 2013-09-16 | 57 | D |  | Closed Container Ship Ready, Fact. Loaded at Monterrey (US Port Export) - W/Bag | 2166 | 2237 | 2365 | 2450 | 2572 | 2690 | 2805 | 3670 | 3839 | 4165 | 4511 | 3962
57_57_E | 2013-09-16 | 57 | E |  | Closed Container Ship Ready, Fact. Loaded at Monterrey (MX Port Export) - W/Bag | -3057 | -3421 | -3723 | -4187 | -4462 | -4848 | -5180 | -4151 | -4669 | -5413 | -6267 | -5504
57_57_F | 2013-09-16 | 57 | F |  | Closed Container Shipment Ready, Loading to be Arranged by Cust Service - W/Bag | 2166 | 2237 | 2365 | 2450 | 2572 | 2690 | 2805 | 3670 | 3839 | 4165 | 4511 | 3962
57_57_G | 2013-09-16 | 57 | G |  | Buy American Act and Closed-Container Shipment arranged by Cust Service - W/Bag | 12993 | 13068 | 13199 | 13291 | 13418 | 13541 | 13662 | 21974 | 22150 | 22494 | 22855 | 20072
57_57_M | 2013-09-16 | 57 | M |  | Closed Container Ship Ready, Fact. Loaded at Monterrey (MX Port Export) - No Bag | N/A | N/A | N/A | N/A | N/A | N/A | N/A | N/A | N/A | N/A | N/A | N/A
57_57_N | 2013-09-16 | 57 | N |  | Shipped on Truck From Monterrey to Customer - No Bag | N/A | N/A | N/A | N/A | N/A | N/A | N/A | N/A | N/A | N/A | N/A | N/A
57_57_P | 2013-09-16 | 57 | P |  | Closed Container Shipment Ready, Loading to be Arranged by Cust Service - No Bag | N/A | N/A | N/A | N/A | N/A | N/A | N/A | N/A | N/A | N/A | N/A | N/A
57_57_U | 2013-09-16 | 57 | U |  | Buy American Act Compliance - No Bag | N/A | N/A | N/A | N/A | N/A | N/A | N/A | N/A | N/A | N/A | N/A | N/A
57_57_X | 2013-09-16 | 57 | X |  | Shipped on Truck From Monterrey to Customer - W/Bag | STD | STD | STD | STD | STD | STD | STD | STD | STD | STD | STD | STD

## ivpr60ev
PriceKey | EffectiveDate | FIELD | CODE | SubmittalGroup | Description | YCIV0157 | YCIV0177 | YCIV0187 | YCIV0197 | YCIV0207 | YCIV0227 | YCIV0247 | YCIV0267 | YCIV0287 | YCIV0327 | YCIV0357
09_09_D | 2013-09-16 | 9 | D |  | High Efficiency, Optimized IPLV, With Heat Recovery | 238559 | 256021 | 280647 | 293067 | 301313 | 325008 | 354966 | 381352 | 386287 | 427352 | 475435
09_09_E | 2013-09-16 | 9 | E |  | High Efficiency, Standard IPLV | 234100 | 252275 | 271967 | 285314 | 290270 | 310723 | 340602 | 375980 | 380924 | 423141 | 458282
09_09_V | 2013-09-16 | 9 | V |  | High Efficiency, Optimized IPLV | 238559 | 256021 | 280647 | 293067 | 301313 | 325008 | 354966 | 381352 | 386287 | 427352 | 475435
10_10_A | 2013-09-16 | 10 | A |  | R-134a Refrigerant (Fully Charged) | STD | STD | STD | STD | STD | STD | STD | STD | STD | STD | STD
11_12_40 | 2013-09-16 | 11, 12 | 40 |  | Voltage Code - (380/3/60) | 7377 | 5505 | 5855 | 9662 | 11330 | 10488 | 14442 | 0 | 0 | 0 | 0
11_12_46 | 2013-09-16 | 11, 12 | 46 |  | Voltage Code - (460/3/60) | STD | STD | STD | STD | STD | STD | STD | STD | STD | STD | STD
13_13_V | 2013-09-16 | 13 | V |  | VSD Drive | STD | STD | STD | STD | STD | STD | STD | STD | STD | STD | STD
14_14_F | 2013-09-16 | 14 | A |  | Design Series A | N/C | N/C | N/C | N/C | N/C | N/C | N/C | N/C | N/C | N/C | N/C
15_15_B | 2013-09-16 | 15 | B |  | Development Level B | N/C | N/C | N/C | N/C | N/C | N/C | N/C | N/C | N/C | N/C | N/C
16_17_BX-40 | 2013-09-16 | 16, 17 | BX |  | SP Circuit Breaker w/Lockable Handle | 8780 | 8780 | 8780 | 8780 | 8780 | 8780 | 8780 | 13169 | 13169 | 13169 | 13169
16_17_BX-46 | 2013-09-16 | 16, 17 | BX |  | SP Circuit Breaker w/Lockable Handle | 7935 | 7935 | 7935 | 7935 | 7935 | 7935 | 7935 | 11901 | 11901 | 11901 | 11901
16_17_SX-40 | 2013-09-16 | 16, 17 | SX |  | SP Supply Terminal Block | N/C | N/C | N/C | N/C | N/C | N/C | N/C | N/C | N/C | N/C | N/C
16_17_SX-46 | 2013-09-16 | 16, 17 | SX |  | SP Supply Terminal Block | STD | STD | STD | STD | STD | STD | STD | STD | STD | STD | STD
18_18_T | 2013-09-16 | 18 | T |  | Control Transformer | STD | STD | STD | STD | STD | STD | STD | STD | STD | STD | STD
19_19_O | 2013-09-16 | 19 | O |  | Non-powered Convenience Outlet (Wiring by others) | 379 | 379 | 379 | 379 | 379 | 379 | 379 | 379 | 379 | 379 | 379
21_21_B | 2013-09-16 | 21 | B |  | Both BAS/EMS Temperature & Current Reset/Offset | N/A | N/A | N/A | N/A | N/A | N/A | N/A | N/A | N/A | N/A | N/A
21_21_C | 2013-09-16 | 21 | C |  | BAS/EMS Current Reset / Offset | N/A | N/A | N/A | N/A | N/A | N/A | N/A | N/A | N/A | N/A | N/A
21_21_M | 2013-09-16 | 21 | M |  | Microgateway,(Factory Mounted) | N/A | N/A | N/A | N/A | N/A | N/A | N/A | N/A | N/A | N/A | N/A
21_21_T | 2013-09-16 | 21 | T |  | BAS/EMS Temperature Reset / Offset | STD | STD | STD | STD | STD | STD | STD | STD | STD | STD | STD
22_22_F | 2013-09-16 | 22 | F |  | French LCD & Keypad Display | 563 | 583 | 612 | 640 | 635 | 666 | 701 | 504 | 505 | 526 | 572
22_22_G | 2013-09-16 | 22 | G |  | German LCD & Keypad Display | 563 | 583 | 612 | 640 | 635 | 666 | 701 | 504 | 505 | 526 | 572
22_22_H | 2013-09-16 | 22 | H |  | Hungarian LCD & Keypad Display | 563 | 583 | 612 | 640 | 635 | 666 | 701 | 504 | 505 | 526 | 572
22_22_I | 2013-09-16 | 22 | I |  | Italian LCD & Keypad Display | 563 | 583 | 612 | 640 | 635 | 666 | 701 | 504 | 505 | 526 | 572
22_22_L | 2013-09-16 | 22 | L |  | Polish LCD & Keypad Display | 563 | 583 | 612 | 640 | 635 | 666 | 701 | 504 | 505 | 526 | 572
22_22_P | 2013-09-16 | 22 | P |  | Portuguese LCD & Keypad Display | 563 | 583 | 612 | 640 | 635 | 666 | 701 | 504 | 505 | 526 | 572
22_22_S | 2013-09-16 | 22 | S |  | Spanish LCD & Keypad Display | 563 | 583 | 612 | 640 | 635 | 666 | 701 | 504 | 505 | 526 | 572
22_22_X | 2013-09-16 | 22 | X |  | English LCD & Keypad Display | STD | STD | STD | STD | STD | STD | STD | STD | STD | STD | STD
23_23_N | 2013-09-16 | 23 | N |  | SilentNightTM Sound Limiting Control option | 2742 | 2742 | 2742 | 2742 | 2742 | 2742 | 2742 | 2742 | 2742 | 2742 | 2742
24_24_C | 2013-09-16 | 24 | C |  | CE Listing | N/A | N/A | N/A | N/A | N/A | N/A | N/A | N/A | N/A | N/A | N/A
24_24_L | 2013-09-16 | 24 | L |  | N American Safety Code (cUL) | STD | STD | STD | STD | STD | STD | STD | STD | STD | STD | STD
24_24_N | 2013-09-16 | 24 | N |  | No Agency Listing | N/A | N/A | N/A | N/A | N/A | N/A | N/A | N/A | N/A | N/A | N/A
27_27_O | 2013-09-16 | 27 | O |  | OptiView Remote Control Center | N/A | N/A | N/A | N/A | N/A | N/A | N/A | N/A | N/A | N/A | N/A
28_28_S | 2013-09-16 | 28 | S |  | Sequence Control & Automatic Lead Transfer | 5237 | 5237 | 5237 | 5237 | 5237 | 5237 | 5237 | 5237 | 5237 | 5237 | 5237
29_30_## | 2013-09-16 | 29, 30 | ## |  | Low Temperature Brine < 30°F / -1.1°C | 1154 | 1154 | 1154 | 1154 | 1154 | 1154 | 1154 | 1154 | 1154 | 1154 | 1154
29_30_TS | 2013-09-16 | 29, 30 | TS |  | Thermal Storage | N/A | N/A | N/A | N/A | N/A | N/A | N/A | N/A | N/A | N/A | N/A
31_31_B | 2013-09-16 | 31 | B |  | Chicago Relief Code & Service Isolation Valve (Suction) | 4770 | 4770 | 4770 | 4770 | 4770 | 4770 | 4770 | 7154 | 7154 | 7154 | 7154
31_31_C | 2013-09-16 | 31 | C |  | Chicago Relief Code | 2121 | 2121 | 2121 | 2121 | 2121 | 2121 | 2121 | 3180 | 3180 | 3180 | 3180
31_31_D | 2013-09-16 | 31 | D |  | Service Isolation Valve & Pressure Relief Service Valve Kit | N/A | N/A | N/A | N/A | N/A | N/A | N/A | N/A | N/A | N/A | N/A
31_31_G | 2013-09-16 | 31 | G |  | Suction Service Isolation Valves & Dual Pressure Relief Valves | N/A | N/A | N/A | N/A | N/A | N/A | N/A | N/A | N/A | N/A | N/A
31_31_P | 2013-09-16 | 31 | P |  | Pressure Relief Service Valve Kit | N/A | N/A | N/A | N/A | N/A | N/A | N/A | N/A | N/A | N/A | N/A
31_31_R | 2013-09-16 | 31 | R |  | Dual Pressure Relief Valves | N/A | N/A | N/A | N/A | N/A | N/A | N/A | N/A | N/A | N/A | N/A
31_31_S | 2013-09-16 | 31 | S |  | Service Isolation Valve (Suction) | 2649 | 2649 | 2649 | 2649 | 2649 | 2649 | 2649 | 3974 | 3974 | 3974 | 3974
37_37_H | 2013-09-16 | 37 | H |  | Compressor Heaters | STD | STD | STD | STD | STD | STD | STD | STD | STD | STD | STD
38_38_3 | 2013-09-16 | 38 | 3 |  | DX Cooler 300 psig DWP Waterside | N/A | N/A | N/A | N/A | N/A | N/A | N/A | N/A | N/A | N/A | N/A
39_39_D | 2013-09-16 | 39 | D |  | DX Cooler 1 1/2" Double Thick Insulation | 2776 | 2776 | 2776 | 3318 | 3318 | 3318 | 3318 | 4977 | 4977 | 4977 | 4977
40_40_F | 2013-09-16 | 40 | F |  | Victaulic Flange Kit w/Mating Flange (150 psig Cooler) | 3216 | 3336 | 3510 | 3658 | 3644 | 3814 | 4016 | 4168 | 4180 | 4349 | 4736
40_40_M | 2013-09-16 | 40 | M |  | Weld Flange Kit w/Mating Flange (150 psig Cooler) | N/A | N/A | N/A | N/A | N/A | N/A | N/A | N/A | N/A | N/A | N/A
40_40_V1 | 2013-09-16 | 40 | V |  | Victaulic Flange Kit (150 psig Cooler) | 3607 | 3607 | 3607 | 3607 | 3607 | 3607 | 3607 | 3607 | 3607 | 3607 | 3607
40_40_V3 | 2013-09-16 | 40 | V |  | Victaulic Flange Kit (300 psig Cooler) | N/A | N/A | N/A | N/A | N/A | N/A | N/A | N/A | N/A | N/A | N/A
40_40_W1 | 2013-09-16 | 40 | W |  | Weld Flange Kit (150 psig Cooler) | 1357 | 1357 | 1357 | 1357 | 1357 | 1357 | 1357 | 1358 | 1358 | 1358 | 1358
40_40_W3 | 2013-09-16 | 40 | W |  | Weld Flange Kit (300 psig Cooler) | N/A | N/A | N/A | N/A | N/A | N/A | N/A | N/A | N/A | N/A | N/A
41_41_D | 2013-09-16 | 41 | D |  | One Differential Pressure Switch per Chiller | 1716 | 1716 | 1716 | 1716 | 1716 | 1716 | 1716 | 1716 | 1716 | 1716 | 1716
41_41_E | 2013-09-16 | 41 | E |  | Two Differential Pressure Switches per Chiller | 3434 | 3434 | 3434 | 3434 | 3434 | 3434 | 3434 | 3434 | 3434 | 3434 | 3434
41_41_F | 2013-09-16 | 41 | F |  | Three Differential Pressure Switches per Chiller | 5150 | 5150 | 5150 | 5150 | 5150 | 5150 | 5150 | 5150 | 5150 | 5150 | 5150
41_41_S1 | 2013-09-16 | 41 | S |  | 1 Flow Switch per Chiller (150 psig Cooler) | 389 | 389 | 389 | 389 | 389 | 389 | 389 | 390 | 390 | 390 | 390
41_41_S3 | 2013-09-16 | 41 | S |  | 1 Flow Switch per Chiller (300 psig Cooler) | N/A | N/A | N/A | N/A | N/A | N/A | N/A | N/A | N/A | N/A | N/A
41_41_T1 | 2013-09-16 | 41 | T |  | 2 Flow Switches per Chiller (150 psig Cooler) | 779 | 779 | 779 | 779 | 779 | 779 | 779 | 779 | 780 | 783 | 784
41_41_T3 | 2013-09-16 | 41 | T |  | 2 Flow Switches per Chiller (300 psig Cooler) | N/A | N/A | N/A | N/A | N/A | N/A | N/A | N/A | N/A | N/A | N/A
41_41_U1 | 2013-09-16 | 41 | U |  | 3 Flow Switches per Chiller (150 psig Cooler) | 1169 | 1169 | 1169 | 1169 | 1169 | 1169 | 1169 | 1167 | 1170 | 1171 | 1172
41_41_U3 | 2013-09-16 | 41 | U |  | 3 Flow Switches per Chiller (300 psig Cooler) | N/A | N/A | N/A | N/A | N/A | N/A | N/A | N/A | N/A | N/A | N/A
42_42_A | 2013-09-16 | 42 | A |  | ASME Pressure Vessel & Associated Codes | STD | STD | STD | STD | STD | STD | STD | STD | STD | STD | STD
42_42_E | 2013-09-16 | 42 | E |  | PED Pressure Vessel Code | N/A | N/A | N/A | N/A | N/A | N/A | N/A | N/A | N/A | N/A | N/A
43_43_R | 2013-09-16 | 43 | R |  | Remote DX Cooler (Refrigerant not included) | 7209 | 7209 | 7209 | 7209 | 7209 | 7209 | 7209 | 10812 | 10812 | 10812 | 10812
44_44_L | 2013-09-16 | 44 | L |  | Left Hand Evap connect (left hand side facing control panel) | STD | STD | STD | STD | STD | STD | STD | STD | STD | STD | STD
44_44_R | 2013-09-16 | 44 | R |  | Right Hand Evap connect (right hand side facing control panel) | 257 | 270 | 284 | 293 | 290 | 305 | 320 | 265 | 264 | 279 | 289
45_45_B | 2013-09-16 | 45 | B |  | Pre-coated Fin Condenser Coil, Slit Fins | 4071 | 4576 | 5078 | 5078 | 5597 | 6101 | 6101 | 7124 | 7631 | 8142 | 9159
45_45_C | 2013-09-16 | 45 | C |  | CU / CU Condenser Coil, Slit Fins | 34414 | 38662 | 42909 | 42909 | 47300 | 51549 | 51549 | 60201 | 64503 | 68802 | 77401
45_45_E | 2013-09-16 | 45 | E |  | Pre-Coated Epoxy NON Slit Ripple Fins | 3898 | 4124 | 4344 | 4818 | 4973 | 5194 | 5468 | 4762 | 5044 | 5810 | 6936
45_45_P | 2013-09-16 | 45 | P |  | Epoxy Post-Coated Dipped Condenser Coil, Slit Fins | 52438 | 58909 | 65381 | 65381 | 72074 | 78547 | 78547 | 91731 | 98283 | 104835 | 117939
45_45_X | 2013-09-16 | 45 | X |  | Aluminum Condenser Coil, Slit Fins | STD | STD | STD | STD | STD | STD | STD | STD | STD | STD | STD
46_46_D | 2013-09-16 | 46 | D |  | Desuperheater (Circuits 1 and 2 Only) | N/A | N/A | N/A | N/A | N/A | N/A | N/A | N/A | N/A | N/A | N/A
46_46_H | 2013-09-16 | 46 | H |  | Heat Recovery | 33368 | 33368 | 35591 | 35591 | 35591 | 39306 | 39306 | 35591 | 35591 | 35591 | 39306
47_47_X | 2013-09-16 | 47 | X |  | TEAO Fan Motors | STD | STD | STD | STD | STD | STD | STD | STD | STD | STD | STD
48_48_1 | 2013-09-16 | 48 | 1 |  | Wire (Full Unit) Enclosure Panels (fac) | 6379 | 7602 | 7602 | 7602 | 8821 | 8821 | 8821 | 10641 | 12163 | 12163 | 13682
48_48_3 | 2013-09-16 | 48 | 3 |  | Wire / Louvered Enclosure Panels (fac) | 8840 | 10531 | 10531 | 10531 | 12221 | 12221 | 12221 | 14744 | 16849 | 16849 | 18955
48_48_5 | 2013-09-16 | 48 | 5 |  | Louvered (Condenser Only) Enclosure Panels (fac) | 6421 | 7650 | 7650 | 7650 | 8877 | 8877 | 8877 | 10711 | 12239 | 12239 | 13771
48_48_7 | 2013-09-16 | 48 | 7 |  | Louvered (Full Unit) Enclosure Panels (fac) | 11428 | 13614 | 13614 | 13614 | 15799 | 15799 | 15799 | 19059 | 21782 | 21782 | 24504
49_49_N | 2013-09-16 | 49 | N |  | Low Noise Package | 15023 | 15023 | 15023 | 15023 | 15023 | 15023 | 15023 | 30044 | 30044 | 30044 | 30044
49_49_R | 2013-09-16 | 49 | R |  | Reduced Noise Package | 7463 | 7463 | 7463 | 7463 | 7463 | 7463 | 7463 | 15023 | 15023 | 15023 | 15023
50_50_A | 2013-09-16 | 50 | A |  | Special Requirement (Standard Package + Material + Witness) | 14235 | 14777 | 15595 | 16248 | 16248 | 16958 | 17836 | 13206 | 13206 | 13732 | 14920
50_50_B | 2013-09-16 | 50 | B |  | Special Requirement (Standard Document Package) | 1841 | 1911 | 2018 | 2102 | 2102 | 2193 | 2306 | 1709 | 1709 | 1777 | 1931
50_50_M | 2013-09-16 | 50 | M |  | Special Requirement (Standard Package + Material Document) | 7153 | 7426 | 7836 | 8164 | 8164 | 8522 | 8962 | 6636 | 6636 | 6900 | 7497
50_50_W | 2013-09-16 | 50 | M |  | Special Requirement (Standard Package + Witness Run Test) | 8924 | 9264 | 9775 | 10185 | 10185 | 10631 | 11180 | 8280 | 8280 | 8608 | 9353
52_52_2 | 2013-09-16 | 52 | 2 |  | High Speed Inhibited Fans NOTE: Possible Additional Ld Time Add | N/A | N/A | N/A | N/A | N/A | N/A | N/A | N/A | N/A | N/A | N/A
52_52_G | 2013-09-16 | 52 | G |  | High Air Flow Fans NOTE: Possible Additional Lead Time Add | 7063 | 8242 | 9636 | 10043 | 11007 | 12571 | 13231 | 11666 | 12437 | 13700 | 16573
52_52_H | 2013-09-16 | 52 | H |  | High Static Fans NOTE: Possible Additional Lead Time Add | 7063 | 8242 | 9636 | 10043 | 11007 | 12571 | 13231 | 11666 | 12437 | 13700 | 16573
52_52_L | 2013-09-16 | 52 | L |  | Ultra Quiet Fans | 4617 | 5194 | 5771 | 5771 | 6349 | 6926 | 6926 | 8080 | 8657 | 9233 | 10389
52_52_T | 2013-09-16 | 52 | T |  | Two -Speed Fans | N/A | N/A | N/A | N/A | N/A | N/A | N/A | N/A | N/A | N/A | N/A
52_52_V | 2013-09-16 | 52 | V |  | Low Sound Fans with Variable Speed Control NOTE:Possible Lead Time Add | 8344 | 8730 | 9200 | 9457 | 9353 | 9841 | 10316 | 11180 | 11017 | 11759 | 12269
52_52_X | 2013-09-16 | 52 | X |  | Low Sound Fans | STD | STD | STD | STD | STD | STD | STD | STD | STD | STD | STD
53_53_F | 2013-09-16 | 53 | F |  | Fully Painted Unit - Don't show this on price or order reports! Can we delete? | N/A | N/A | N/A | N/A | N/A | N/A | N/A | N/A | N/A | N/A | N/A
54_54_1 | 2013-09-16 | 54 | 1 |  | Vibration Isolators - 1" Deflection | 2344 | 3318 | 3318 | 3318 | 3505 | 3505 | 3505 | 4647 | 5310 | 5310 | 5973
54_54_N | 2013-09-16 | 54 | N |  | Vibration Isolators - Elastomeric (Neoprene) | 1665 | 1665 | 1665 | 1665 | 1665 | 1665 | 1665 | 2333 | 2667 | 2667 | 3000
54_54_S | 2013-09-16 | 54 | S |  | Vibration Isolators - 2" Restrained Spring | 11715 | 14646 | 14646 | 14646 | 17573 | 17573 | 17573 | 20501 | 23432 | 23432 | 26361
55_55_B | 2013-09-16 |  |  |  | 18 Months Labor (year 1) (entire unit) | 466 | 466 | 457 | 496 | 520 | 520 | 568 | 668 | 668 | 843 | 843
55_55_C | 2013-09-16 |  |  |  | 30 Months Parts (2 year) (entire unit) | 783 | 783 | 766 | 830 | 858 | 858 | 946 | 1099 | 1099 | 1389 | 1389
55_55_D | 2013-09-16 |  |  |  | 30 Months Parts & Labor (2 year) (entire Unit) | 1880 | 1880 | 1863 | 2022 | 2098 | 2098 | 2328 | 2713 | 2713 | 3426 | 3426
55_55_E | 2013-09-16 |  |  |  | 48 Months Parts (5 year) (compressor only) | 1647 | 1647 | 1821 | 1994 | 1994 | 1994 | 2471 | 2779 | 2779 | 3511 | 3511
55_55_F | 2013-09-16 |  |  |  | 48 Months Parts & Labor (5 year) (compressor only) | 3143 | 3143 | 3317 | 3620 | 3686 | 3686 | 4357 | 4980 | 4980 | 6289 | 6289
55_55_G | 2013-09-16 |  |  |  | 66 Months Parts (5 year) (entire unit) | 3381 | 3381 | 3338 | 3620 | 3728 | 3728 | 4151 | 4813 | 4813 | 6079 | 6079
55_55_H | 2013-09-16 |  |  |  | 66 Months Parts & Labor (5 year) (entire unit) | 6590 | 6590 | 6538 | 7097 | 7349 | 7349 | 8177 | 9514 | 9514 | 12017 | 12017
55_55_I | 2013-09-16 |  |  |  | 30 Months Parts (2 year) (compressor only) | 659 | 659 | 728 | 798 | 798 | 798 | 989 | 1112 | 1112 | 1404 | 1404
55_55_J | 2013-09-16 |  |  |  | 30 Months Parts & Labor (2 year) (compressor only) | 1257 | 1257 | 1327 | 1448 | 1474 | 1474 | 1743 | 1992 | 1992 | 2515 | 2515
55_55_K | 2013-09-16 |  |  |  | 42 Month Parts (3 year) (compressor only) | 989 | 989 | 1093 | 1197 | 1197 | 1197 | 1483 | 1667 | 1667 | 2106 | 2106
55_55_L | 2013-09-16 |  |  |  | 42 Months Parts & Labor (3 year) (compressor only) | 1886 | 1886 | 1990 | 2172 | 2211 | 2211 | 2614 | 2988 | 2988 | 3774 | 3774
55_55_M | 2013-09-16 |  |  |  | 54 Months Parts (4 year) (compressor only) | 1318 | 1318 | 1456 | 1595 | 1595 | 1595 | 1977 | 2224 | 2224 | 2809 | 2809
55_55_N | 2013-09-16 |  |  |  | 54 Month Parts & Labor (4 year) (compressor only) | 2514 | 2514 | 2653 | 2896 | 2948 | 2948 | 3485 | 3983 | 3983 | 5032 | 5032
55_55_O | 2013-09-16 |  |  |  | 42 Months Parts (3 year) (entire unit) | 1649 | 1649 | 1624 | 1761 | 1815 | 1815 | 2014 | 2337 | 2337 | 2952 | 2952
55_55_P | 2013-09-16 |  |  |  | 42 Months Parts & Labor (3 year) (entire unit) | 3450 | 3450 | 3422 | 3714 | 3848 | 3848 | 4277 | 4980 | 4980 | 6290 | 6290
55_55_R | 2013-09-16 |  |  |  | 54 Months Parts (4 year) (entire unit) | 2515 | 2515 | 2481 | 2690 | 2772 | 2772 | 3082 | 3575 | 3575 | 4516 | 4516
55_55_S | 2013-09-16 |  |  |  | 54 Months Parts & Labor (4 year) (entire unit) | 5020 | 5020 | 4980 | 5406 | 5598 | 5598 | 6228 | 7247 | 7247 | 9153 | 9153
55_55_X | 2013-09-16 |  |  |  | 18 Months Parts (Year 1) (entire unit) | STD | STD | STD | STD | STD | STD | STD | STD | STD | STD | STD
56_56_1-R134A | 2013-09-16 |  |  |  | 18 Months Refrigerant Add (R134a) (year 1) | 217 | 217 | 217 | 217 | 217 | 217 | 325 | 488 | 488 | 488 | 488
56_56_2-R134A | 2013-09-16 |  |  |  | 30 Months Refrigerant Add (R134a) (2 year) | 325 | 325 | 325 | 325 | 325 | 325 | 488 | 731 | 731 | 731 | 731
56_56_3-R134A | 2013-09-16 |  |  |  | 42 Months Refrigerant Add (R134a) (3 year) | 488 | 488 | 488 | 488 | 488 | 488 | 731 | 1097 | 1097 | 1097 | 1097
56_56_4-R134A | 2013-09-16 |  |  |  | 54 Month Refrigerant Add (R134a) (4 year) | 651 | 651 | 651 | 651 | 651 | 651 | 975 | 1463 | 1463 | 1463 | 1463
56_56_5-R134A | 2013-09-16 |  |  |  | 66 Months Refrigerant Add (R134a) (5 year) | 813 | 813 | 813 | 813 | 813 | 813 | 1219 | 1828 | 1828 | 1828 | 1828
57_57_A | 2013-09-16 | 57 | A |  | Buy American Act Compliance - W/Bag | 10719 | 10719 | 10719 | 10719 | 10719 | 10719 | 10719 | 18119 | 18119 | 18119 | 18119
57_57_B | 2013-09-16 | 57 | B |  | Buy American Act and Closed-Container Shipment arranged by Cust Service - No Bag | N/A | N/A | N/A | N/A | N/A | N/A | N/A | N/A | N/A | N/A | N/A
57_57_C | 2013-09-16 | 57 | C |  | Closed Container Ship Ready, Fact. Loaded at Monterrey (US Port Export) - No Bag | N/A | N/A | N/A | N/A | N/A | N/A | N/A | N/A | N/A | N/A | N/A
57_57_D | 2013-09-16 | 57 | D |  | Closed Container Ship Ready, Fact. Loaded at Monterrey (US Port Export) - W/Bag | 2166 | 2237 | 2364 | 2449 | 2449 | 2571 | 2690 | 3673 | 3682 | 3830 | 4172
57_57_E | 2013-09-16 | 57 | E |  | Closed Container Ship Ready, Fact. Loaded at Monterrey (MX Port Export) - W/Bag | -3295 | -3565 | -3871 | -4133 | -4291 | -4616 | -5121 | -4262 | -4404 | -4943 | -5764
57_57_F | 2013-09-16 | 57 | F |  | Closed Container Shipment Ready, Loading to be Arranged by Cust Service - W/Bag | 2166 | 2237 | 2364 | 2449 | 2449 | 2571 | 2690 | 3673 | 3682 | 3830 | 4172
57_57_G | 2013-09-16 | 57 | G |  | Buy American Act and Closed-Container Shipment arranged by Cust Service - W/Bag | 12992 | 13068 | 13199 | 13291 | 13291 | 13418 | 13543 | 21976 | 21986 | 22141 | 22500
57_57_M | 2013-09-16 | 57 | M |  | Closed Container Ship Ready, Fact. Loaded at Monterrey (MX Port Export) - No Bag | N/A | N/A | N/A | N/A | N/A | N/A | N/A | N/A | N/A | N/A | N/A
57_57_N | 2013-09-16 | 57 | N |  | Shipped on Truck From Monterrey to Customer - No Bag | N/A | N/A | N/A | N/A | N/A | N/A | N/A | N/A | N/A | N/A | N/A
57_57_P | 2013-09-16 | 57 | P |  | Closed Container Shipment Ready, Loading to be Arranged by Cust Service - No Bag | N/A | N/A | N/A | N/A | N/A | N/A | N/A | N/A | N/A | N/A | N/A
57_57_U | 2013-09-16 | 57 | U |  | Buy American Act Compliance - No Bag | N/A | N/A | N/A | N/A | N/A | N/A | N/A | N/A | N/A | N/A | N/A
57_57_X | 2013-09-16 | 57 | X |  | Shipped on Truck From Monterrey to Customer - W/Bag | STD | STD | STD | STD | STD | STD | STD | STD | STD | STD | STD

## AVSSPR60
PriceKey | EffectiveDate | FIELD | CODE | SubmittalGroup | Description | AVAIL | YCAV0146 | YCAV0156 | YCAV0176 | YCAV0186 | YCAV0196 | YCAV0206 | YCAV0226 | YCAV0246
09_09_E | 2013-09-16 | 9 | E | DXAVBASE | High Efficiency, Standard IPLV |  | 27507 | 27507 | 27507 | 27507 | 27507 | 27507 | 27507 | N/A
09_09_P | 2013-09-16 | 9 | P | DXAVBASE | Standard Efficiency, Optimized IPLV |  | 41259 | 41259 | 41259 | 41259 | N/A | 41259 | 41259 | 41259
09_09_S | 2013-09-16 | 9 | S | DXAVBASE | Standard Efficiency, Standard IPLV |  | 55012 | 55012 | 55012 | 55012 | N/A | 55012 | 55012 | 55012
09_09_V | 2013-09-16 | 9 | V | DXAVBASE | High Efficiency, Optimized IPLV |  | 68764 | 68764 | 68764 | 68764 | 68764 | 68764 | 68764 | N/A
10_10_C | 2013-09-16 | 10 | A |  | R-134a Refrigerant |  | STD | STD | STD | STD | STD | STD | STD | STD
11_12_17 | 2013-09-16 | 11, 12 | 17 |  | Voltage Code - (200/3/60) |  | 2751 | 2751 | 2751 | 2751 | 2751 | 2751 | 2751 | 2751
11_12_28 | 2013-09-16 | 11, 12 | 28 |  | Voltage Code - (230/3/60) |  | 4125 | 4125 | 4125 | 4125 | 4125 | 4125 | 4125 | 4125
11_12_40 | 2013-09-16 | 11, 12 | 40 |  | Voltage Code - (380/3/60) |  | 5500 | 5500 | 5500 | 5500 | 5500 | 5500 | 5500 | 5500
11_12_46 | 2013-09-16 | 11, 12 | 46 |  | Voltage Code - (460/3/60) |  | STD | STD | STD | STD | STD | STD | STD | STD
11_12_58 | 2013-09-16 | 11, 12 | 58 |  | Voltage Code - (575/3/60) |  | 6875 | 6875 | 6875 | 6875 | 6875 | 6875 | 6875 | 6875
13_13_V | 2013-09-16 | 13 | V |  | VSD Drive |  | 8252 | 8252 | 8252 | 8252 | 8252 | 8252 | 8252 | 8252
14_14_F | 2013-09-16 | 14 | A |  | Design Series A |  | N/C | N/C | N/C | N/C | N/C | N/C | N/C | N/C
15_15_A | 2013-09-16 | 15 | A |  | Development Level A |  | N/C | N/C | N/C | N/C | N/C | N/C | N/C | N/C
16_17_BX-17 | 2013-09-16 | 16, 17 | BX |  | SP Circuit Breaker w/L Ext Handle |  | 2126 | 2126 | 2126 | 2126 | 2126 | 2126 | 2126 | 2126
16_17_BX-28 | 2013-09-16 | 16, 17 | BX |  | SP Circuit Breaker w/L Ext Handle |  | 3501 | 3501 | 3501 | 3501 | 3501 | 3501 | 3501 | 3501
16_17_BX-40 | 2013-09-16 | 16, 17 | BX |  | SP Circuit Breaker w/L Ext Handle |  | 5001 | 5001 | 5001 | 5001 | 5001 | 5001 | 5001 | 5001
16_17_BX-46 | 2013-09-16 | 16, 17 | BX |  | SP Circuit Breaker w/L Ext Handle |  | 5750 | 5750 | 5750 | 5750 | 5750 | 5750 | 5750 | 5750
16_17_BX-58 | 2013-09-16 | 16, 17 | BX |  | SP Circuit Breaker w/L Ext Handle |  | 7250 | 7250 | 7250 | 7250 | 7250 | 7250 | 7250 | 7250
16_17_CS-17 | 2013-09-16 | 16, 17 | CS |  | SP Circuit Breaker w/Ind Sys Disconnect Switches |  | 2126 | 2126 | 2126 | 2126 | 2126 | 2126 | 2126 | 2126
16_17_CS-28 | 2013-09-16 | 16, 17 | CS |  | SP Circuit Breaker w/Ind Sys Disconnect Switches |  | 3501 | 3501 | 3501 | 3501 | 3501 | 3501 | 3501 | 3501
16_17_CS-40 | 2013-09-16 | 16, 17 | CS |  | SP Circuit Breaker w/Ind Sys Disconnect Switches |  | 5001 | 5001 | 5001 | 5001 | 5001 | 5001 | 5001 | 5001
16_17_CS-46 | 2013-09-16 | 16, 17 | CS |  | SP Circuit Breaker w/Ind Sys Disconnect Switches |  | 5750 | 5750 | 5750 | 5750 | 5750 | 5750 | 5750 | 5750
16_17_CS-58 | 2013-09-16 | 16, 17 | CS |  | SP Circuit Breaker w/Ind Sys Disconnect Switches |  | 7250 | 7250 | 7250 | 7250 | 7250 | 7250 | 7250 | 7250
16_17_SS-17 | 2013-09-16 | 16, 17 | SS |  | SP Supply TB w/Ind Sys Disconnect Switches |  | 2126 | 2126 | 2126 | 2126 | 2126 | 2126 | 2126 | 2126
16_17_SS-28 | 2013-09-16 | 16, 17 | SS |  | SP Supply TB w/Ind Sys Disconnect Switches |  | 3501 | 3501 | 3501 | 3501 | 3501 | 3501 | 3501 | 3501
16_17_SS-40 | 2013-09-16 | 16, 17 | SS |  | SP Supply TB w/Ind Sys Disconnect Switches |  | 5001 | 5001 | 5001 | 5001 | 5001 | 5001 | 5001 | 5001
16_17_SS-46 | 2013-09-16 | 16, 17 | SS |  | SP Supply TB w/Ind Sys Disconnect Switches |  | 5750 | 5750 | 5750 | 5750 | 5750 | 5750 | 5750 | 5750
16_17_SS-58 | 2013-09-16 | 16, 17 | SS |  | SP Supply TB w/Ind Sys Disconnect Switches |  | 7250 | 7250 | 7250 | 7250 | 7250 | 7250 | 7250 | 7250
16_17_SX-17 | 2013-09-16 | 16, 17 | SX |  | SP Supply Terminal Block |  | 2126 | 2126 | 2126 | 2126 | 2126 | 2126 | 2126 | 2126
16_17_SX-28 | 2013-09-16 | 16, 17 | SX |  | SP Supply Terminal Block |  | 3501 | 3501 | 3501 | 3501 | 3501 | 3501 | 3501 | 3501
16_17_SX-40 | 2013-09-16 | 16, 17 | SX |  | SP Supply Terminal Block |  | 5001 | 5001 | 5001 | 5001 | 5001 | 5001 | 5001 | 5001
16_17_SX-46 | 2013-09-16 | 16, 17 | SX |  | SP Supply Terminal Block |  | STD | STD | STD | STD | STD | STD | STD | STD
16_17_SX-58 | 2013-09-16 | 16, 17 | SX |  | SP Supply Terminal Block |  | 7250 | 7250 | 7250 | 7250 | 7250 | 7250 | 7250 | 7250
18_18_C | 2013-09-16 | 18 | C |  | Control Circuit Power Terminal Strip |  | 962 | 962 | 962 | 962 | 962 | 962 | 962 | 962
18_18_T | 2013-09-16 | 18 | T |  | Control Transformer |  | STD | STD | STD | STD | STD | STD | STD | STD
19_19_O | 2013-09-16 | 19 | O |  | Convenience Outlet |  | 1099 | 1099 | 1099 | 1099 | 1099 | 1099 | 1099 | 1099
21_21_B | 2013-09-16 | 21 | B |  | Both BAS/EMS Temperature & Current Reset/Offset |  | 2456 | 2456 | 2456 | 2456 | 2456 | 2456 | 2456 | 2456
21_21_C | 2013-09-16 | 21 | C |  | BAS/EMS Current Reset / Offset |  | 1228 | 1228 | 1228 | 1228 | 1228 | 1228 | 1228 | 1228
21_21_M | 2013-09-16 | 21 | M |  | ISN Microgateway |  | 1237 | 1237 | 1237 | 1237 | 1237 | 1237 | 1237 | 1237
21_21_T | 2013-09-16 | 21 | T |  | BAS/EMS Temperature Reset / Offset |  | 1228 | 1228 | 1228 | 1228 | 1228 | 1228 | 1228 | 1228
22_22_F | 2013-09-16 | 22 | F |  | French LCD & Keypad Display |  | 168 | 168 | 168 | 168 | 168 | 168 | 168 | 168
22_22_G | 2013-09-16 | 22 | G |  | German LCD & Keypad Display |  | 168 | 168 | 168 | 168 | 168 | 168 | 168 | 168
22_22_I | 2013-09-16 | 22 | I |  | Italian LCD & Keypad Display |  | 168 | 168 | 168 | 168 | 168 | 168 | 168 | 168
22_22_S | 2013-09-16 | 22 | S |  | Spanish LCD & Keypad Display |  | 168 | 168 | 168 | 168 | 168 | 168 | 168 | 168
24_24_L | 2013-09-16 | 24 | L |  | N American Safety Code (cUL) |  | STD | STD | STD | STD | STD | STD | STD | STD
27_27_O | 2013-09-16 | 27 | O |  | OptiView Remote Control Center |  | 7426 | 7426 | 7426 | 7426 | 7426 | 7426 | 7426 | 7426
28_28_S | 2013-09-16 | 28 | S |  | Sequence Control & Automatic Lead Transfer |  | 3401 | 3401 | 3401 | 3401 | 3401 | 3401 | 3401 | 3401
29_30_## | 2013-09-16 | 29, 30 | ## |  | Low Temperature Brine < 30°F / -1.1°C |  | 557 | 557 | 557 | 557 | 557 | 557 | 557 | 557
29_30_TS | 2013-09-16 | 29, 30 | TS |  | Thermal Storage |  | N/A | N/A | N/A | N/A | N/A | N/A | N/A | N/A
31_31_C | 2013-09-16 | 31 | C |  | Chicago Relief Code |  | 1369 | 1369 | 1369 | 1369 | 1369 | 1369 | 1369 | 1369
31_31_S | 2013-09-16 | 31 | S |  | Service Isolation Valve (Suction) |  | 1237 | 1237 | 1237 | 1237 | 1237 | 1237 | 1237 | 1237
32_32_F | 2013-09-16 | 32 | F |  | Economizer/Flash Tank Isolation Valves |  | STD | STD | STD | STD | STD | STD | STD | STD
37_37_H | 2013-09-16 | 37 | H |  | Compressor Crankcase Heaters |  | STD | STD | STD | STD | STD | STD | STD | STD
38_38_3 | 2013-09-16 | 38 | 3 |  | DX Cooler 300 psig DWP Waterside |  | 1811 | 1811 | 1811 | 1811 | 1811 | 1811 | 2498 | 2498
39_39_D | 2013-09-16 | 39 | D |  | DX Cooler 1 1/2" Double Thick Insulation |  | 891 | 891 | 891 | 891 | 891 | 891 | 1122 | 1122
40_40_V1 | 2013-09-16 | 40 | V |  | Victaulic Flange Kit (150 psig Cooler) |  | 1560 | 1560 | 1560 | 1560 | 1560 | 1560 | 1560 | 1560
40_40_V3 | 2013-09-16 | 40 | V |  | Victaulic Flange Kit (300 psig Cooler) |  | N/A | N/A | N/A | N/A | N/A | N/A | N/A | N/A
40_40_W1 | 2013-09-16 | 40 | W |  | Weld Flange Kit (150 psig Cooler) |  | 587 | 587 | 587 | 587 | 587 | 587 | 587 | 587
40_40_W3 | 2013-09-16 | 40 | W |  | Weld Flange Kit (300 psig Cooler) |  | 587 | 587 | 587 | 587 | 587 | 587 | 587 | 587
41_41_D | 2013-09-16 | 41 | D |  | 1 Differential Pressure Switch |  | 1114 | 1114 | 1114 | 1114 | 1114 | 1114 | 1114 | 1114
41_41_E | 2013-09-16 | 41 | E |  | 2 Differential Pressure Switches |  | 2229 | 2229 | 2229 | 2229 | 2229 | 2229 | 2229 | 2229
41_41_F | 2013-09-16 | 41 | F |  | 3 Differential Pressure Switches |  | 3343 | 3343 | 3343 | 3343 | 3343 | 3343 | 3343 | 3343
41_41_S1 | 2013-09-16 | 41 | S1 |  | 1 Flow Switch (150 psig Cooler) |  | 241 | 241 | 241 | 241 | 241 | 241 | 241 | 241
41_41_S3 | 2013-09-16 | 41 | S3 |  | 1 Flow Switch (300 psig Cooler) |  | 825 | 825 | 825 | 825 | 825 | 825 | 825 | 825
41_41_T1 | 2013-09-16 | 41 | T1 |  | 2 Flow Switches (150 psig Cooler) |  | 482 | 482 | 482 | 482 | 482 | 482 | 482 | 482
41_41_T3 | 2013-09-16 | 41 | T3 |  | 2 Flow Switches (300 psig Cooler) |  | 1648 | 1648 | 1648 | 1648 | 1648 | 1648 | 1648 | 1648
41_41_U1 | 2013-09-16 | 41 | U1 |  | 3 Flow Switches (150 psig Cooler) |  | 724 | 724 | 724 | 724 | 724 | 724 | 724 | 724
41_41_U3 | 2013-09-16 | 41 | U3 |  | 3 Flow Switches (300 psig Cooler) |  | 2473 | 2473 | 2473 | 2473 | 2473 | 2473 | 2473 | 2473
42_42_A | 2013-09-16 | 42 | A |  | ASME Pressure Vessel & Associated Codes |  | STD | STD | STD | STD | STD | STD | STD | STD
43_43_R | 2013-09-16 | 43 | R |  | Remote DX Cooler (Refrigerant not included) |  | 1239 | 1239 | 1239 | 1239 | 1239 | 1239 | 1239 | 1239
44_44_M | 2013-09-16 | 44 | M |  | Water Manifold |  | N/A | N/A | N/A | N/A | N/A | N/A | N/A | N/A
45_45_B | 2013-09-16 | 45 | B |  | Pre-coated Fin Condenser Coil |  | 837 | 837 | 837 | 837 | 1115 | 1115 | 1115 | 1115
45_45_C | 2013-09-16 | 45 | C |  | CU / CU Condenser Coil |  | 13774 | 13774 | 15304 | 15304 | 20406 | 20406 | 20406 | 20406
45_45_P | 2013-09-16 | 45 | P |  | Post-Coated Dipped Condenser Coil |  | 25837 | 25837 | 25837 | 30931 | 61485 | 61485 | 61485 | 61485
46_46_H | 2013-09-16 | 46 | H |  | Heat Recovery |  | N/A | N/A | N/A | N/A | N/A | N/A | N/A | N/A
47_47_X | 2013-09-16 | 47 | X |  | TEAO Fan Motors |  | STD | STD | STD | STD | STD | STD | STD | STD
48_48_1 | 2013-09-16 | 48 | 1 |  | Wire (Full Unit) Enclosure Panels (fac) |  | 2946 | 2946 | 2946 | 2946 | 3926 | 3926 | 3926 | 3926
48_48_3 | 2013-09-16 | 48 | 3 |  | Wire / Louvered Enclosure Panels (fac) |  | 4081 | 4081 | 4081 | 4081 | 5442 | 5442 | 5442 | 5442
48_48_5 | 2013-09-16 | 48 | 5 |  | Louvered (Condenser Only) Enclosure Panels (fac) |  | 1370 | 1370 | 1370 | 1370 | 2436 | 2436 | 2436 | 2436
48_48_7 | 2013-09-16 | 48 | 7 |  | Louvered (Full Unit) Enclosure Panels (fac) |  | 4871 | 4871 | 4871 | 4871 | 6494 | 6494 | 6494 | 6494
49_49_B | 2013-09-16 | 49 | B |  | Acoustic Sound Blanket |  | 4923 | 4923 | 4923 | 4923 | 4923 | 4923 | 4957 | 4991
49_49_D | 2013-09-16 | 49 | D |  | Perimeter Sound Package and Acoustic Sound Blanket |  | 25227 | 25227 | 25227 | 25227 | 25227 | 25227 | 25262 | 25295
49_49_P | 2013-09-16 | 49 | P |  | Perimeter Sound Package |  | 13765 | 13765 | 16319 | 16319 | 20751 | 20751 | 20751 | 20751
52_52_H | 2013-09-16 | 52 | H |  | High Static Fans |  | 2751 | 2751 | 2751 | 2751 | 4125 | 4125 | 4125 | 4125
52_52_L | 2013-09-16 | 52 | L |  | Ultra Quiet Fans |  | 1099 | 1099 | 1099 | 1099 | 1374 | 1374 | 1374 | 1374
52_52_X | 2013-09-16 | 52 | X |  | Low Sound Fans
53_53_F | 2013-09-16 | 53 | F |  | Fully Painted Unit |  | N/A | N/A | N/A | N/A | N/A | N/A | N/A | N/A
54_54_1 | 2013-09-16 | 54 | 1 |  | Vibration Isolators - 1" Deflection |  | 1374 | 1374 | 1374 | 1374 | 2751 | 2751 | 2751 | 2751
54_54_N | 2013-09-16 | 54 | N |  | Vibration Isolators - Elastomeric (Neoprene) |  | 688 | 688 | 688 | 688 | 962 | 962 | 962 | 962
54_54_S | 2013-09-16 | 54 | S |  | Vibration Isolators - 2" Restrained Spring |  | 8252 | 8252 | 8252 | 8252 | 9626 | 9626 | 9626 | 9626
55_55_B | 2013-09-16 | 55 | B |  | Extended Warranty - 1 Year Labor (entire unit) |  | 633 | 633 | 633 | 633 | 633 | 633 | 633 | 633
55_55_C | 2013-09-16 | 55 | C |  | Extended Warranty - 2 Year Parts (entire unit) |  | 1013 | 1013 | 1013 | 1013 | 1013 | 1013 | 1013 | 1013
55_55_D | 2013-09-16 | 55 | D |  | Extended Warranty - 2 Year Parts & Labor (entire unit) |  | 2535 | 2535 | 2535 | 2535 | 2535 | 2535 | 2535 | 2535
55_55_E | 2013-09-16 | 55 | E |  | Extended Warranty - 2 to 5 Year Parts (compressor only) |  | 1267 | 1267 | 1267 | 1267 | 1267 | 1267 | 1267 | 1267
55_55_F | 2013-09-16 | 55 | F |  | Extended Warranty - 2 to 5 Year Parts & Labor (compressor only) |  | 5070 | 5070 | 5070 | 5070 | 5070 | 5070 | 5070 | 5070
55_55_G | 2013-09-16 | 55 | G |  | Extended Warranty - 2 to 5 Year Parts (entire unit) |  | 3802 | 3802 | 3802 | 3802 | 3802 | 3802 | 3802 | 3802
55_55_H | 2013-09-16 | 55 | H |  | Extended Warranty - 2 to 5 Year Parts & Labor (entire unit) |  | 6337 | 6337 | 6337 | 6337 | 6337 | 6337 | 6337 | 6337
56_56_1_134 | 2013-09-16 | 56 | 1 |  | Extended Warranty - 1 Year Refrigerant Add (134a) |  | 253 | 253 | 253 | 253 | 253 | 253 | 253 | 253
56_56_2_134 | 2013-09-16 | 56 | 2 |  | Extended Warranty - 2 Year Refrigerant Add (134a) |  | 380 | 380 | 380 | 380 | 380 | 380 | 380 | 380
56_56_5_134 | 2013-09-16 | 56 | 5 |  | Extended Warranty - 5 Year Refrigerant Add (134a) |  | 886 | 886 | 886 | 886 | 886 | 886 | 886 | 886
57_57_A | 2013-09-16 | 57 | A |  | Buy American Act Compliance |  | 8252 | 8252 | 8252 | 8252 | 8252 | 8252 | 8252 | 8252
57_57_B | 2013-09-16 | 57 | B |  | Buy American Act and Closed Container Shipment Arranged by Customer Service |  | 11001 | 11001 | 11001 | 11001 | 11001 | 11001 | 11001 | 11001
57_57_C | 2013-09-16 | 57 | C |  | Closed Container Shipment Ready, Fact. Loaded at Monterrey (Export from US Port) |  | 2619 | 2619 | 2619 | 2619 | 2619 | 2619 | 2619 | 2619

## avpr60sp
PriceKey | EffectiveDate | FIELD | CODE | SubmittalGroup | Description | YCAV0157 | YCAV0177 | YCAV0187 | YCAV0207 | YCAV0227 | YCAV0247 | YCAV0267 | YCAV0287 | YCAV0307 | YCAV0357 | YCAV0397 | YCAV0417 | YCAV0457 | YCAV0477 | YCAV0507 | YCAV0527
09_09_P | 2013-09-16 | 9 | P |  | Standard Efficiency, Optimized IPLV | 233825 | 256335 | 277137 | 293567 | 316079 | 349782 | 380910 | 382632 | 409802 | 468769 | 532201 | 571356 | 602531 | 640635 | 688732 | 717761
09_09_S | 2013-09-16 | 9 | S |  | Standard Efficiency, Standard IPLV | 231588 | 250105 | 268691 | 287514 | 309207 | 339763 | 367142 | 379071 | 405922 | 456590 | 514372 | 564476 | 593496 | 633142 | 681162 | 711411
10_10_A | 2013-09-16 | 10 | A |  | R-134a Refrigerant (Fully Charged) | STD | STD | STD | STD | STD | STD | STD | STD | STD | STD | STD | STD | STD | STD | STD | STD
11_12_17 | 2013-09-16 | 11, 12 | 17 |  | Voltage Code - (200/3/60) | 16262 | 16262 | 16262 | 16262 | 16262 | 16262 | 16262 | N/A | N/A | N/A | N/A | N/A | N/A | N/A | N/A | N/A
11_12_28 | 2013-09-16 | 11, 12 | 28 |  | Voltage Code - (230/3/60) | 15052 | 15052 | 15052 | 15052 | 15052 | 15052 | 15052 | N/A | N/A | N/A | N/A | N/A | N/A | N/A | N/A | N/A
11_12_40 | 2013-09-16 | 11, 12 | 40 |  | Voltage Code - (380/3/60) | 7235 | 7235 | 7235 | 7235 | 7235 | 7235 | 7235 | 36862 | 38341 | 41716 | 45215 | 53423 | 55223 | 57756 | 61688 | 63556
11_12_46 | 2013-09-16 | 11, 12 | 46 |  | Voltage Code - (460/3/60) | STD | STD | STD | STD | STD | STD | STD | STD | STD | STD | STD | STD | STD | STD | STD | STD
11_12_58 | 2013-09-16 | 11, 12 | 58 |  | Voltage Code - (575/3/60) | 6536 | 6536 | 6536 | 6536 | 6536 | 6536 | 6536 | 18430 | 19169 | 20859 | 22608 | 33390 | 34515 | 36097 | 38555 | 39722
13_13_V | 2013-09-16 | 13 | V |  | VSD Drive | STD | STD | STD | STD | STD | STD | STD | STD | STD | STD | STD | STD | STD | STD | STD | STD
14_14_F | 2013-09-16 | 14 | A |  | Design Series A | N/C | N/C | N/C | N/C | N/C | N/C | N/C | N/C | N/C | N/C | N/C | N/C | N/C | N/C | N/C | N/C
15_15_A | 2013-09-16 | 15 | A |  | Development Level A | N/C | N/C | N/C | N/C | N/C | N/C | N/C | N/C | N/C | N/C | N/C | N/C | N/C | N/C | N/C | N/C
16_17_BX-17 | 2013-09-16 | 16, 17 | BX |  | SP Circuit Breaker w/Lockable Handle | 10689 | 10689 | 10689 | 10689 | 10689 | 10689 | 10689 | N/A | N/A | N/A | N/A | N/A | N/A | N/A | N/A | N/A
16_17_BX-28 | 2013-09-16 | 16, 17 | BX |  | SP Circuit Breaker w/Lockable Handle | 10689 | 10689 | 10689 | 10689 | 10689 | 10689 | 10689 | N/A | N/A | N/A | N/A | N/A | N/A | N/A | N/A | N/A
16_17_BX-40 | 2013-09-16 | 16, 17 | BX |  | SP Circuit Breaker w/Lockable Handle | 9053 | 9053 | 9053 | 9053 | 9053 | 9053 | 9053 | 13580 | 13580 | 13580 | 13580 | 25118 | 25118 | 25118 | 25118 | 25118
16_17_BX-46 | 2013-09-16 | 16, 17 | BX |  | SP Circuit Breaker w/Lockable Handle | 8183 | 8183 | 8183 | 8183 | 8183 | 8183 | 8183 | 12271 | 12271 | 12271 | 12271 | 23376 | 23376 | 23376 | 23376 | 16362
16_17_BX-58 | 2013-09-16 | 16, 17 | BX |  | SP Circuit Breaker w/Lockable Handle | 8219 | 8219 | 8219 | 8219 | 8219 | 8219 | 8219 | 12329 | 12329 | 12329 | 12329 | 23449 | 23449 | 23449 | 23449 | 16437
16_17_CS-17 | 2013-09-16 | 16, 17 | CS |  | SP Circuit Breaker w/Ind Sys Compressor Switches | 26300 | 26300 | 26300 | 26300 | 26300 | 26300 | 26300 | N/A | N/A | N/A | N/A | N/A | N/A | N/A | N/A | N/A
16_17_CS-28 | 2013-09-16 | 16, 17 | CS |  | SP Circuit Breaker w/Ind Sys Compressor Switches | 26300 | 26300 | 26300 | 26300 | 26300 | 26300 | 26300 | N/A | N/A | N/A | N/A | N/A | N/A | N/A | N/A | N/A
16_17_CS-40 | 2013-09-16 | 16, 17 | CS |  | SP Circuit Breaker w/Ind Sys Compressor Switches | 24666 | 24666 | 24666 | 24666 | 24666 | 24666 | 24666 | 36996 | 36996 | 36996 | 36996 | 56342 | 56342 | 56342 | 56342 | 56342
16_17_CS-46 | 2013-09-16 | 16, 17 | CS |  | SP Circuit Breaker w/Ind Sys Compressor Switches | 23790 | 23790 | 23790 | 23790 | 23790 | 23790 | 23790 | 35689 | 35689 | 35689 | 35689 | 54599 | 54599 | 54599 | 54599 | 54599
16_17_CS-58 | 2013-09-16 | 16, 17 | CS |  | SP Circuit Breaker w/Ind Sys Compressor Switches | 23829 | 23829 | 23829 | 23829 | 23829 | 23829 | 23829 | 35745 | 35745 | 35745 | 35745 | 54673 | 54673 | 54673 | 54673 | 54673
16_17_MK-40 | 2013-09-16 | 16, 17 | MK |  | MP Circuit Breaker w/Lockable Handle & Ind Sys Disconnect Sw | N/A | N/A | N/A | N/A | N/A | N/A | N/A | N/A | N/A | N/A | N/A | 49328 | 49328 | 49328 | 49328 | 49328
16_17_MK-46 | 2013-09-16 | 16, 17 | MK |  | MP Circuit Breaker w/Lockable Handle & Ind Sys Disconnect Sw | N/A | N/A | N/A | N/A | N/A | N/A | N/A | N/A | N/A | N/A | N/A | 47586 | 47586 | 47586 | 47586 | 47586
16_17_MK-58 | 2013-09-16 | 16, 17 | MK |  | MP Circuit Breaker w/Lockable Handle & Ind Sys Disconnect Sw | N/A | N/A | N/A | N/A | N/A | N/A | N/A | N/A | N/A | N/A | N/A | 47659 | 47659 | 47659 | 47659 | 47659
16_17_MN-40 | 2013-09-16 | 16, 17 | MN |  | MP Supply TB w/Ind Sys Compressor Switches | N/A | N/A | N/A | N/A | N/A | N/A | N/A | N/A | N/A | N/A | N/A | 31224 | 31224 | 31224 | 31224 | 31224
16_17_MN-46 | 2013-09-16 | 16, 17 | MN |  | MP Supply TB w/Ind Sys Compressor Switches | N/A | N/A | N/A | N/A | N/A | N/A | N/A | N/A | N/A | N/A | N/A | 31224 | 31224 | 31224 | 31224 | 31224
16_17_MN-58 | 2013-09-16 | 16, 17 | MN |  | MP Supply TB w/Ind Sys Compressor Switches | N/A | N/A | N/A | N/A | N/A | N/A | N/A | N/A | N/A | N/A | N/A | 31224 | 31224 | 31224 | 31224 | 31224
16_17_MR-40 | 2013-09-16 | 16, 17 | MR |  | MP Circuit Breaker w/Lockable Handle | N/A | N/A | N/A | N/A | N/A | N/A | N/A | N/A | N/A | N/A | N/A | 18107 | 18107 | 18107 | 18107 | 18107
16_17_MR-46 | 2013-09-16 | 16, 17 | MR |  | MP Circuit Breaker w/Lockable Handle | N/A | N/A | N/A | N/A | N/A | N/A | N/A | N/A | N/A | N/A | N/A | 16362 | 16362 | 16362 | 16362 | 16362
16_17_MR-58 | 2013-09-16 | 16, 17 | MR |  | MP Circuit Breaker w/Lockable Handle | N/A | N/A | N/A | N/A | N/A | N/A | N/A | N/A | N/A | N/A | N/A | 16437 | 16437 | 16437 | 16437 | 16437
16_17_SS-17 | 2013-09-16 | 16, 17 | SS |  | SP Supply TB w/Ind Sys Compressor Switches | 15611 | 15611 | 15611 | 15611 | 15611 | 15611 | 15611 | N/A | N/A | N/A | N/A | N/A | N/A | N/A | N/A | N/A
16_17_SS-28 | 2013-09-16 | 16, 17 | SS |  | SP Supply TB w/Ind Sys Compressor Switches | 15611 | 15611 | 15611 | 15611 | 15611 | 15611 | 15611 | N/A | N/A | N/A | N/A | N/A | N/A | N/A | N/A | N/A
16_17_SS-40 | 2013-09-16 | 16, 17 | SS |  | SP Supply TB w/Ind Sys Compressor Switches | 15611 | 15611 | 15611 | 15611 | 15611 | 15611 | 15611 | 23417 | 23417 | 23417 | 23417 | 38233 | 38233 | 38233 | 38233 | 38233
16_17_SS-46 | 2013-09-16 | 16, 17 | SS |  | SP Supply TB w/Ind Sys Compressor Switches | 15611 | 15611 | 15611 | 15611 | 15611 | 15611 | 15611 | 23417 | 23417 | 23417 | 23417 | 38233 | 38233 | 38233 | 38233 | 38233
16_17_SS-58 | 2013-09-16 | 16, 17 | SS |  | SP Supply TB w/Ind Sys Compressor Switches | 15611 | 15611 | 15611 | 15611 | 15611 | 15611 | 15611 | 23417 | 23417 | 23417 | 23417 | 38233 | 38233 | 38233 | 38233 | 38233
16_17_SX-17 | 2013-09-16 | 16, 17 | SX |  | SP Supply Terminal Block | N/C | N/C | N/C | N/C | N/C | N/C | N/C | N/A | N/A | N/A | N/A | N/A | N/A | N/A | N/A | N/A
16_17_SX-28 | 2013-09-16 | 16, 17 | SX |  | SP Supply Terminal Block | N/C | N/C | N/C | N/C | N/C | N/C | N/C | N/A | N/A | N/A | N/A | N/A | N/A | N/A | N/A | N/A
16_17_SX-40 | 2013-09-16 | 16, 17 | SX |  | SP Supply Terminal Block | N/C | N/C | N/C | N/C | N/C | N/C | N/C | N/C | N/C | N/C | N/C | 7014 | 7014 | 7014 | 7014 | 7014
16_17_SX-46 | 2013-09-16 | 16, 17 | SX |  | SP Supply Terminal Block | STD | STD | STD | STD | STD | STD | STD | STD | STD | STD | STD | 7014 | 7014 | 7014 | 7014 | 7014
16_17_SX-58 | 2013-09-16 | 16, 17 | SX |  | SP Supply Terminal Block | N/C | N/C | N/C | N/C | N/C | N/C | N/C | N/C | N/C | N/C | N/C | 7014 | 7014 | 7014 | 7014 | 7014
16_17_XX-40 | 2013-09-16 | 16,17 | XX |  | MP Supply Terminal Block | N/A | N/A | N/A | N/A | N/A | N/A | N/A | N/A | N/A | N/A | N/A | N/C | N/C | N/C | N/C | N/C
16_17_XX-46 | 2013-09-16 | 16,17 | XX |  | MP Supply Terminal Block | N/A | N/A | N/A | N/A | N/A | N/A | N/A | N/A | N/A | N/A | STD | STD | STD | STD | STD | STD
16_17_XX-58 | 2013-09-16 | 16,17 | XX |  | MP Supply Terminal Block | N/A | N/A | N/A | N/A | N/A | N/A | N/A | N/A | N/A | N/A | N/A | N/C | N/C | N/C | N/C | N/C
18_18_T | 2013-09-16 | 18 | T |  | Control Transformer | STD | STD | STD | STD | STD | STD | STD | STD | STD | STD | STD | STD | STD | STD | STD | STD
19_19_O | 2013-09-16 | 19 | O |  | Non-powered Convenience Outlet (Wiring by others) | 390 | 390 | 390 | 390 | 390 | 390 | 390 | 390 | 390 | 390 | 390 | 390 | 390 | 390 | 390 | 390
21_21_B | 2013-09-16 | 21 | B |  | Both BAS/EMS Temperature & Current Reset/Offset | 3869 | 3869 | 3869 | 3869 | 3869 | 3869 | 3869 | 3869 | 3869 | 3869 | 3869 | 3869 | 3869 | 3869 | 3869 | 3869
21_21_C | 2013-09-16 | 21 | C |  | BAS/EMS Current Reset / Offset | 1934 | 1934 | 1934 | 1934 | 1934 | 1934 | 1934 | 1934 | 1934 | 1934 | 1934 | 1934 | 1934 | 1934 | 1934 | 1934
21_21_M | 2013-09-16 | 21 | M |  | Microgateway, ISN ConneXsys (Factory Mounted) | 2872 | 2872 | 2872 | 2872 | 2872 | 2872 | 2872 | 2872 | 2872 | 2872 | 2872 | 2872 | 2872 | 2872 | 2872 | 2872
21_21_T | 2013-09-16 | 21 | T |  | BAS/EMS Temperature Reset / Offset | STD | STD | STD | STD | STD | STD | STD | STD | STD | STD | STD | STD | STD | STD | STD | STD
22_22_F | 2013-09-16 | 22 | F |  | French LCD & Keypad Display | N/A | N/A | N/A | N/A | N/A | N/A | N/A | N/A | N/A | N/A | N/A | N/A | N/A | N/A | N/A | N/A
22_22_G | 2013-09-16 | 22 | G |  | German LCD & Keypad Display | N/A | N/A | N/A | N/A | N/A | N/A | N/A | N/A | N/A | N/A | N/A | N/A | N/A | N/A | N/A | N/A
22_22_I | 2013-09-16 | 22 | I |  | Italian LCD & Keypad Display | N/A | N/A | N/A | N/A | N/A | N/A | N/A | N/A | N/A | N/A | N/A | N/A | N/A | N/A | N/A | N/A
22_22_P | 2013-09-16 | 22 | P |  | Portuguese LCD & Keypad Display | N/A | N/A | N/A | N/A | N/A | N/A | N/A | N/A | N/A | N/A | N/A | N/A | N/A | N/A | N/A | N/A
22_22_S | 2013-09-16 | 22 | S |  | Spanish LCD & Keypad Display | N/A | N/A | N/A | N/A | N/A | N/A | N/A | N/A | N/A | N/A | N/A | N/A | N/A | N/A | N/A | N/A
22_22_X | 2013-09-16 | 22 | X |  | English LCD & Keypad Display | STD | STD | STD | STD | STD | STD | STD | STD | STD | STD | STD | STD | STD | STD | STD | STD
23_23_N | 2013-09-16 | 23 | N |  | SilentNightTM Sound Limiting Control option | 2828 | 2828 | 2828 | 2828 | 2828 | 2828 | 2828 | 2828 | 2828 | 2828 | 2828 | 2828 | 2828 | 2828 | 2828 | 2828
24_24_L | 2013-09-16 | 24 | L |  | N American Safety Code (cUL) | STD | STD | STD | STD | STD | STD | STD | STD | STD | STD | STD | STD | STD | STD | STD | STD
24_24_N | 2013-09-16 | 24 | N |  | No Agency Listing | N/A | N/A | N/A | N/A | N/A | N/A | N/A | N/A | N/A | N/A | N/A | N/A | N/A | N/A | N/A | N/A
27_27_O | 2013-09-16 | 27 | O |  | OptiView Remote Control Center | N/A | N/A | N/A | N/A | N/A | N/A | N/A | N/A | N/A | N/A | N/A | N/A | N/A | N/A | N/A | N/A
28_28_S | 2013-09-16 | 28 | S |  | Sequence Control & Automatic Lead Transfer | 5402 | 5402 | 5402 | 5402 | 5402 | 5402 | 5402 | 5402 | 5402 | 5402 | 5402 | 5402 | 5402 | 5402 | 5402 | 5402
29_30_## | 2013-09-16 | 29, 30 | ## |  | Low Temperature Brine < 30°F / -1.1°C | 1190 | 1190 | 1190 | 1190 | 1190 | 1190 | 1190 | 1190 | 1190 | 1190 | 1190 | 1190 | 1190 | 1190 | 1190 | 1190
29_30_TS | 2013-09-16 | 29, 30 | TS |  | Thermal Storage | N/A | N/A | N/A | N/A | N/A | N/A | N/A | N/A | N/A | N/A | N/A | N/A | N/A | N/A | N/A | N/A
31_31_B | 2013-09-16 | 31 | B |  | Chicago Relief Code & Service Isolation Valve (Suction) | 4918 | 4918 | 5311 | 5700 | 6090 | 6480 | 6871 | 7378 | 7378 | 7378 | 7378 | 9835 | 9835 | 9835 | 9835 | 9835
31_31_C | 2013-09-16 | 31 | C |  | Chicago Relief Code | 2187 | 2187 | 2187 | 2187 | 2187 | 2187 | 2187 | 3280 | 3280 | 3280 | 3280 | 4374 | 4374 | 4374 | 4374 | 4374
31_31_S | 2013-09-16 | 31 | S |  | Service Isolation Valve (Suction) | 2731 | 2731 | 3123 | 3512 | 3903 | 4291 | 4683 | 4096 | 4096 | 4096 | 4096 | 5463 | 5463 | 5463 | 5463 | 5463
37_37_H | 2013-09-16 | 37 | H |  | Compressor Heaters | STD | STD | STD | STD | STD | STD | STD | STD | STD | STD | STD | STD | STD | STD | STD | STD
38_38_3 | 2013-09-16 | 38 | 3 |  | DX Cooler 300 psig DWP Waterside | 5064 | 5504 | 5504 | 7590 | 7590 | 7590 | 7590 | N/A | N/A | N/A | N/A | N/A | N/A | N/A | N/A | N/A
39_39_D | 2013-09-16 | 39 | D |  | DX Cooler 1 1/2" Double Thick Insulation | 2604 | 2864 | 2864 | 3421 | 3421 | 3421 | 3421 | 5134 | 5134 | 5134 | 5134 | 6844 | 6844 | 6844 | 6844 | 6844
40_40_V1 | 2013-09-16 | 40 | V |  | Victaulic Flange Kit (150 psig Cooler) | 2484 | 3721 | 3721 | 3721 | 3721 | 3721 | 3721 | 3721 | 3721 | 3721 | 3721 | 3721 | 3721 | 3721 | 3721 | 3721
40_40_V3 | 2013-09-16 | 40 | V |  | Victaulic Flange Kit (300 psig Cooler) | N/A | N/A | N/A | N/A | N/A | N/A | N/A | N/A | N/A | N/A | N/A | N/A | N/A | N/A | N/A | N/A
40_40_W1 | 2013-09-16 | 40 | W |  | Weld Flange Kit (150 psig Cooler) | 937 | 1399 | 1399 | 1399 | 1399 | 1399 | 1399 | 1400 | 1400 | 1400 | 1400 | 1400 | 1400 | 1400 | 1400 | 1400
40_40_W3 | 2013-09-16 | 40 | W |  | Weld Flange Kit (300 psig Cooler) | N/A | N/A | N/A | N/A | N/A | N/A | N/A | N/A | N/A | N/A | N/A | N/A | N/A | N/A | N/A | N/A
41_41_D | 2013-09-16 | 41 | D |  | One Differential Pressure Switch per Chiller | 1771 | 1771 | 1771 | 1771 | 1771 | 1771 | 1771 | 1771 | 1771 | 1771 | 1771 | 1771 | 1771 | 1771 | 1771 | 1771
41_41_E | 2013-09-16 | 41 | E |  | Two Differential Pressure Switches per Chiller | 3541 | 3541 | 3541 | 3541 | 3541 | 3541 | 3541 | 3541 | 3541 | 3541 | 3541 | 3541 | 3541 | 3541 | 3541 | 3541
41_41_F | 2013-09-16 | 41 | F |  | Three Differential Pressure Switches per Chiller | 5312 | 5312 | 5312 | 5312 | 5312 | 5312 | 5312 | 5312 | 5312 | 5312 | 5312 | 5312 | 5312 | 5312 | 5312 | 5312
41_41_S1 | 2013-09-16 | 41 | S |  | 1 Flow Switch per Chiller (150 psig Cooler) | 401 | 401 | 401 | 401 | 401 | 401 | 401 | 403 | 403 | 403 | 403 | 403 | 403 | 403 | 403 | 403
41_41_S3 | 2013-09-16 | 41 | S |  | 1 Flow Switch per Chiller (300 psig Cooler) | 1190 | 1190 | 1190 | 1190 | 1190 | 1190 | 1190 | N/A | N/A | N/A | N/A | N/A | N/A | N/A | N/A | N/A
41_41_T1 | 2013-09-16 | 41 | T |  | 2 Flow Switches per Chiller (150 psig Cooler) | 804 | 804 | 804 | 804 | 804 | 804 | 804 | 804 | 805 | 807 | 808 | 809 | 810 | 811 | 813 | 814
41_41_T3 | 2013-09-16 | 41 | T |  | 2 Flow Switches per Chiller (300 psig Cooler) | 2380 | 2380 | 2380 | 2380 | 2380 | 2380 | 2380 | N/A | N/A | N/A | N/A | N/A | N/A | N/A | N/A | N/A
41_41_U1 | 2013-09-16 | 41 | U |  | 3 Flow Switches per Chiller (150 psig Cooler) | 1205 | 1205 | 1205 | 1205 | 1205 | 1205 | 1205 | 1204 | 1206 | 1208 | 1209 | 1210 | 1211 | 1213 | 1215 | 1216
41_41_U3 | 2013-09-16 | 41 | U |  | 3 Flow Switches per Chiller (300 psig Cooler) | 3570 | 3570 | 3570 | 3570 | 3570 | 3570 | 3570 | N/A | N/A | N/A | N/A | N/A | N/A | N/A | N/A | N/A
42_42_A | 2013-09-16 | 42 | A |  | ASME Pressure Vessel & Associated Codes | STD | STD | STD | STD | STD | STD | STD | STD | STD | STD | STD | STD | STD | STD | STD | STD
43_43_R | 2013-09-16 | 43 | R |  | Remote DX Cooler (Refrigerant not included) | 7433 | 7433 | 7433 | 7433 | 7433 | 7433 | 7433 | 11148 | 11148 | 11148 | 11148 | 14868 | 14868 | 14868 | 14868 | 14868
45_45_B | 2013-09-16 | 45 | B |  | Pre-coated Fin Condenser Coil | 4199 | 4199 | 4718 | 4718 | 5235 | 5772 | 6291 | 6821 | 7345 | 8395 | 9443 | 10493 | 11017 | 11542 | 12067 | 12590
45_45_C | 2013-09-16 | 45 | C |  | CU / CU Condenser Coil | 35492 | 35492 | 39870 | 39870 | 44248 | 48776 | 53153 | 57644 | 62078 | 70947 | 79814 | 88684 | 93118 | 97552 | 101986 | 106418
45_45_P | 2013-09-16 | 45 | P |  | Epoxy Post-Coated Dipped Condenser Coil | 54073 | 54073 | 60744 | 60744 | 67417 | 74321 | 80994 | 87834 | 94591 | 108103 | 121618 | 135130 | 141886 | 148642 | 155399 | 162155
45_45_X | 2013-09-16 | 45 | X |  | Aluminum Condenser Coil | STD | STD | STD | STD | STD | STD | STD | STD | STD | STD | STD | STD | STD | STD | STD | STD
46_46_H | 2013-09-16 | 46 | H |  | Partial Heat Recovery | N/A | N/A | N/A | N/A | N/A | N/A | N/A | N/A | N/A | N/A | N/A | N/A | N/A | N/A | N/A | N/A
47_47_X | 2013-09-16 | 47 | X |  | TEAO Fan Motors | STD | STD | STD | STD | STD | STD | STD | STD | STD | STD | STD | STD | STD | STD | STD | STD
48_48_1 | 2013-09-16 | 48 | 1 |  | Wire (Full Unit) Enclosure Panels (fac) | 6579 | 6579 | 7838 | 7838 | 7838 | 9095 | 9095 | 10972 | 10972 | 12541 | 14108 | 15676 | 17243 | 17243 | 18810 | 18810
48_48_3 | 2013-09-16 | 48 | 3 |  | Wire / Louvered Enclosure Panels (fac) | 9116 | 9116 | 10859 | 10859 | 10859 | 12603 | 12603 | 15204 | 15204 | 17375 | 19547 | 21718 | 23890 | 23890 | 26061 | 26061
48_48_5 | 2013-09-16 | 48 | 5 |  | Louvered (Condenser Only) Enclosure Panels (fac) | 6623 | 6623 | 7888 | 7888 | 7888 | 9156 | 9156 | 11044 | 11044 | 12621 | 14199 | 15776 | 17354 | 17354 | 18933 | 18933
48_48_7 | 2013-09-16 | 48 | 7 |  | Louvered (Full Unit) Enclosure Panels (fac) | 11783 | 11783 | 14038 | 14038 | 14038 | 16292 | 16292 | 19652 | 19652 | 22459 | 25268 | 28076 | 30882 | 30882 | 33690 | 33690
49_49_B | 2013-09-16 | 49 | B |  | Acoustic Sound Blanket | 7696 | 7696 | 7696 | 7696 | 7696 | 7696 | 7696 | 11544 | 11544 | 11544 | 11544 | 15389 | 15389 | 15389 | 15389 | 15389
49_49_C | 2013-09-16 | 49 | C |  | Compressor Sound Enclosure | 7695 | 7695 | 7695 | 7695 | 7695 | 7695 | 7695 | N/A | N/A | N/A | N/A | N/A | N/A | N/A | N/A | N/A
49_49_D | 2013-09-16 | 49 | D |  | Perimeter Sound Package and Acoustic Sound Blanket | 34311 | 34311 | 39981 | 39981 | 39981 | 46445 | 46445 | 52945 | 53539 | 61188 | 68836 | 76484 | 83538 | 84133 | 91186 | 91783
49_49_L | 2013-09-16 | 49 | L |  | Compressor Sound Enclosure with Pipe Lagging | 17156 | 17156 | 19990 | 19990 | 19990 | 23221 | 23221 | N/A | N/A | N/A | N/A | N/A | N/A | N/A | N/A | N/A
49_49_P | 2013-09-16 | 49 | P |  | Perimeter Sound Package (Ships loose for field intsallation) | 26617 | 26617 | 32285 | 32285 | 32285 | 38749 | 38749 | 45207 | 45207 | 51666 | 58123 | 64582 | 71040 | 71040 | 77499 | 77499
50_50_A | 2013-09-16 | 50 | A |  | Special Requirement (Standard Package + Material + Witness) | 14707 | 15267 | 16112 | 16786 | 17520 | 18427 | 19085 | 13644 | 14186 | 15415 | 16786 | 14776 | 15341 | 16031 | 17054 | 17617
50_50_B | 2013-09-16 | 50 | B |  | Special Requirement (Standard Document Package) | 1902 | 1974 | 2084 | 2172 | 2266 | 2382 | 2468 | 1766 | 1836 | 1995 | 2172 | 1911 | 1984 | 2074 | 2205 | 2279
50_50_M | 2013-09-16 | 50 | M |  | Special Requirement (Standard Package + Material Document) | 7391 | 7671 | 8096 | 8435 | 8804 | 9259 | 9590 | 6856 | 7129 | 7746 | 8435 | 7425 | 7709 | 8056 | 8570 | 8852
50_50_W | 2013-09-16 | 50 | W |  | Special Requirement (Standard Package + Witness Run Test) | 9220 | 9571 | 10099 | 10523 | 10983 | 11551 | 11964 | 8554 | 8894 | 9663 | 10523 | 9263 | 9617 | 10050 | 10691 | 11043
52_52_H | 2013-09-16 | 52 | H |  | High Static Fans | N/A | N/A | N/A | N/A | N/A | N/A | N/A | N/A | N/A | N/A | N/A | N/A | N/A | N/A | N/A | N/A
52_52_L | 2013-09-16 | 52 | L |  | Ultra Quiet Fans | 4761 | 4761 | 5356 | 5356 | 5951 | 6546 | 7142 | 7735 | 8332 | 9522 | 10711 | 11902 | 12498 | 13093 | 13687 | 14284
52_52_X | 2013-09-16 | 52 | X |  | Low Sound Fans | STD | STD | STD | STD | STD | STD | STD | STD | STD | STD | STD | STD | STD | STD | STD | STD
53_53_F | 2013-09-16 | 53 | F |  | Fully Painted Unit | N/A | N/A | N/A | N/A | N/A | N/A | N/A | N/A | N/A | N/A | N/A | N/A | N/A | N/A | N/A | N/A
54_54_1 | 2013-09-16 | 54 | 1 |  | Vibration Isolators - 1" Deflection | 2416 | 2416 | 3421 | 3421 | 3421 | 3615 | 3615 | 4791 | 4791 | 5476 | 6161 | 6844 | 7528 | 7528 | 8213 | 8213
54_54_N | 2013-09-16 | 54 | N |  | Vibration Isolators - Elastomeric (Neoprene) | 1717 | 1717 | 1717 | 1717 | 1717 | 1717 | 1717 | 2407 | 2407 | 2750 | 3091 | 3437 | 3780 | 3780 | 4124 | 4124
54_54_S | 2013-09-16 | 54 | S |  | Vibration Isolators - 2" Restrained Spring | 12081 | 12081 | 15101 | 15101 | 15101 | 18120 | 18120 | 21142 | 21142 | 24162 | 27182 | 30202 | 33224 | 33224 | 36244 | 36244
55_55_B | 2013-09-16 |  |  |  | 18 Months Labor (year 1) (entire unit) | 466 | 462 | 477 | 496 | 520 | 568 | 607 | 668 | 747 | 843 | 944 | 1011 | 1085 | 1156 | 1207 | 1257
55_55_C | 2013-09-16 |  |  |  | 30 Months Parts (2 year) (entire unit) | 783 | 775 | 784 | 830 | 858 | 946 | 999 | 1099 | 1231 | 1389 | 1555 | 1666 | 1787 | 1905 | 1988 | 2071
55_55_D | 2013-09-16 |  |  |  | 30 Months Parts & Labor (2 year) (entire Unit) | 1880 | 1872 | 1929 | 2022 | 2098 | 2328 | 2476 | 2713 | 3037 | 3426 | 3836 | 4110 | 4410 | 4700 | 4905 | 5109
55_55_E | 2013-09-16 |  |  |  | 48 Months Parts (5 year) (compressor only) | 1647 | 1734 | 1908 | 1994 | 1994 | 2471 | 2645 | 2779 | 3111 | 3511 | 3932 | 4211 | 4518 | 4816 | 5025 | 5234
55_55_F | 2013-09-16 |  |  |  | 48 Months Parts & Labor (5 year) (compressor only) | 3143 | 3230 | 3468 | 3620 | 3686 | 4357 | 4661 | 4980 | 5575 | 6289 | 7042 | 7544 | 8093 | 8627 | 9003 | 9378
55_55_G | 2013-09-16 |  |  |  | 66 Months Parts (5 year) (entire unit) | 3381 | 3360 | 3425 | 3620 | 3728 | 4151 | 4379 | 4813 | 5388 | 6079 | 6807 | 7292 | 7824 | 8339 | 8702 | 9065
55_55_H | 2013-09-16 |  |  |  | 66 Months Parts & Labor (5 year) (entire unit) | 6590 | 6564 | 6763 | 7097 | 7349 | 8177 | 8681 | 9514 | 10650 | 12017 | 13455 | 14413 | 15463 | 16483 | 17200 | 17917
55_55_I | 2013-09-16 |  |  |  | 30 Months Parts (2 year) (compressor only) | 659 | 693 | 763 | 798 | 798 | 989 | 1058 | 1112 | 1244 | 1404 | 1572 | 1684 | 1807 | 1926 | 2010 | 2094
55_55_J | 2013-09-16 |  |  |  | 30 Months Parts & Labor (2 year) (compressor only) | 1257 | 1292 | 1388 | 1448 | 1474 | 1743 | 1865 | 1992 | 2229 | 2515 | 2816 | 3018 | 3237 | 3450 | 3601 | 3751
55_55_K | 2013-09-16 |  |  |  | 42 Month Parts (3 year) (compressor only) | 989 | 1041 | 1145 | 1197 | 1197 | 1483 | 1587 | 1667 | 1867 | 2106 | 2358 | 2527 | 2710 | 2890 | 3015 | 3141
55_55_L | 2013-09-16 |  |  |  | 42 Months Parts & Labor (3 year) (compressor only) | 1886 | 1938 | 2081 | 2172 | 2211 | 2614 | 2796 | 2988 | 3344 | 3774 | 4225 | 4526 | 4856 | 5176 | 5402 | 5626
55_55_M | 2013-09-16 |  |  |  | 54 Months Parts (4 year) (compressor only) | 1318 | 1388 | 1526 | 1595 | 1595 | 1977 | 2116 | 2224 | 2489 | 2809 | 3145 | 3369 | 3615 | 3853 | 4021 | 4188
55_55_N | 2013-09-16 |  |  |  | 54 Month Parts & Labor (4 year) (compressor only) | 2514 | 2584 | 2775 | 2896 | 2948 | 3485 | 3728 | 3983 | 4459 | 5032 | 5634 | 6035 | 6474 | 6902 | 7202 | 7502
55_55_O | 2013-09-16 |  |  |  | 42 Months Parts (3 year) (entire unit) | 1649 | 1637 | 1665 | 1761 | 1815 | 2014 | 2125 | 2337 | 2617 | 2952 | 3306 | 3541 | 3799 | 4049 | 4226 | 4402
55_55_P | 2013-09-16 |  |  |  | 42 Months Parts & Labor (3 year) (entire unit) | 3450 | 3435 | 3540 | 3714 | 3848 | 4277 | 4545 | 4980 | 5575 | 6290 | 7043 | 7544 | 8094 | 8627 | 9003 | 9378
55_55_R | 2013-09-16 |  |  |  | 54 Months Parts (4 year) (entire unit) | 2515 | 2498 | 2545 | 2690 | 2772 | 3082 | 3252 | 3575 | 4003 | 4516 | 5056 | 5417 | 5812 | 6195 | 6464 | 6733
55_55_S | 2013-09-16 |  |  |  | 54 Months Parts & Labor (4 year) (entire unit) | 5020 | 5000 | 5152 | 5406 | 5598 | 6228 | 6613 | 7247 | 8112 | 9153 | 10248 | 10978 | 11779 | 12555 | 13102 | 13648
55_55_X | 2013-09-16 |  |  |  | 18 Months Parts (Year 1) (entire unit) | STD | STD | STD | STD | STD | STD | STD | STD | STD | STD | STD | STD | STD | STD | STD | STD
56_56_1-R134A | 2013-09-16 |  |  |  | 18 Months Refrigerant Add (R134a) (year 1) | 217 | 217 | 217 | 217 | 217 | 325 | 325 | 488 | 488 | 488 | 651 | 651 | 651 | 651 | 651 | 651
56_56_2-R134A | 2013-09-16 |  |  |  | 30 Months Refrigerant Add (R134a) (2 year) | 325 | 325 | 325 | 325 | 325 | 488 | 488 | 731 | 731 | 731 | 975 | 975 | 975 | 975 | 975 | 975
56_56_3-R134A | 2013-09-16 |  |  |  | 42 Months Refrigerant Add (R134a) (3 year) | 488 | 488 | 488 | 488 | 501 | 691 | 731 | 1097 | 1097 | 1097 | 1463 | 1463 | 1463 | 1463 | 1463 | 1463
56_56_4-R134A | 2013-09-16 |  |  |  | 54 Month Refrigerant Add (R134a) (4 year) | 651 | 651 | 651 | 651 | 677 | 895 | 975 | 1463 | 1463 | 1463 | 1951 | 1951 | 1951 | 1951 | 1951 | 1951
56_56_5-R134A | 2013-09-16 |  |  |  | 66 Months Refrigerant Add (R134a) (5 year) | 813 | 813 | 813 | 813 | 853 | 1097 | 1219 | 1828 | 1828 | 1828 | 2439 | 2439 | 2439 | 2439 | 2439 | 2439
57_57_A | 2013-09-16 | 57 | A |  | Buy American Act Compliance | 11073 | 11073 | 11073 | 11073 | 11073 | 11073 | 11073 | 18720 | 18720 | 18720 | 18720 | 26652 | 26652 | 26652 | 26652 | 26652
57_57_B | 2013-09-16 | 57 | B |  | Buy American Act and Closed-Container Shipment arranged by Cust Service - No Bag | N/A | N/A | N/A | N/A | N/A | N/A | N/A | N/A | N/A | N/A | N/A | N/A | N/A | N/A | N/A | N/A
57_57_C | 2013-09-16 | 57 | C |  | Closed Container Ship Ready, Fact. Loaded at Monterrey (US Port Export) - No Bag | N/A | N/A | N/A | N/A | N/A | N/A | N/A | N/A | N/A | N/A | N/A | N/A | N/A | N/A | N/A | N/A
57_57_D | 2013-09-16 | 57 | D |  | Closed Container Ship Ready, Fact. Loaded at Monterrey (US Port Export) - W/Bag | 2237 | 2311 | 2442 | 2531 | 2656 | 2780 | 2898 | N/A | N/A | N/A | N/A | N/A | N/A | N/A | N/A | N/A
57_57_E | 2013-09-16 | 57 | E |  | Closed Container Ship Ready, Fact. Loaded at Monterrey (MX Port Export) - W/Bag | -3158 | -3536 | -3846 | -4326 | -4610 | -5008 | -5351 | N/A | N/A | N/A | N/A | N/A | N/A | N/A | N/A | N/A
57_57_F | 2013-09-16 | 57 | F |  | Closed Container Shipment Ready, Loading to be Arranged by Cust Service - W/Bag | 2237 | 2311 | 2442 | 2531 | 2656 | 2780 | 2898 | N/A | N/A | N/A | N/A | N/A | N/A | N/A | N/A | N/A
57_57_G | 2013-09-16 | 57 | G |  | Buy American Act and Closed-Container Shipment arranged by Cust Service - W/Bag | 13422 | 13502 | 13637 | 13731 | 13864 | 13992 | 14115 | N/A | N/A | N/A | N/A | N/A | N/A | N/A | N/A | N/A
57_57_M | 2013-09-16 | 57 | M |  | Closed Container Ship Ready, Fact. Loaded at Monterrey (MX Port Export) - No Bag | N/A | N/A | N/A | N/A | N/A | N/A | N/A | N/A | N/A | N/A | N/A | N/A | N/A | N/A | N/A | N/A
57_57_N | 2013-09-16 | 57 | N |  | Shipped on Truck From Monterrey to Customer - No Bag | N/A | N/A | N/A | N/A | N/A | N/A | N/A | N/A | N/A | N/A | N/A | N/A | N/A | N/A | N/A | N/A
57_57_P | 2013-09-16 | 57 | P |  | Closed Container Shipment Ready, Loading to be Arranged by Cust Service - No Bag | N/A | N/A | N/A | N/A | N/A | N/A | N/A | N/A | N/A | N/A | N/A | N/A | N/A | N/A | N/A | N/A
57_57_U | 2013-09-16 | 57 | U |  | Buy American Act Compliance - No Bag | N/A | N/A | N/A | N/A | N/A | N/A | N/A | N/A | N/A | N/A | N/A | N/A | N/A | N/A | N/A | N/A
57_57_X | 2013-09-16 | 57 | X |  | Shipped on Truck From Monterrey to Customer | STD | STD | STD | STD | STD | STD | STD | STD | STD | STD | STD | STD | STD | STD | STD | STD

## avpr60ev
PriceKey | EffectiveDate | FIELD | CODE | SubmittalGroup | Description | YCAV0157 | YCAV0177 | YCAV0187 | YCAV0197 | YCAV0207 | YCAV0227 | YCAV0247 | YCAV0267 | YCAV0287 | YCAV0327 | YCAV0357 | YCAV0397 | YCAV0417 | YCAV0477
09_09_E | 2013-09-16 | 9 | E | DXAVBASE | High Efficiency, Standard IPLV | 239304 | 257996 | 278121 | 291896 | 297079 | 318162 | 349814 | 385056 | 390151 | 433958 | 471538 | 562138 | 599223 | 678678
09_09_V | 2013-09-16 | 9 | V | DXAVBASE | High Efficiency, Optimized IPLV | 243842 | 261834 | 287022 | 299855 | 308392 | 332742 | 364530 | 390572 | 395686 | 438307 | 489200 | 571412 | 608020 | 689928
10_10_A | 2013-09-16 | 10 | A |  | R-134a Refrigerant (Fully Charged) | STD | STD | STD | STD | STD | STD | STD | STD | STD | STD | STD | STD | STD | STD
11_12_17 | 2013-09-16 | 11, 12 | 17 |  | Voltage Code - (200/3/60) | 16262 | 16262 | 16262 | 16262 | 16262 | 16262 | 16262 | N/A | N/A | N/A | N/A | N/A | N/A | N/A
11_12_28 | 2013-09-16 | 11, 12 | 28 |  | Voltage Code - (230/3/60) | 15052 | 15052 | 15052 | 15052 | 15052 | 15052 | 15052 | N/A | N/A | N/A | N/A | N/A | N/A | N/A
11_12_40 | 2013-09-16 | 11, 12 | 40 |  | Voltage Code - (380/3/60) | 7235 | 7235 | 7235 | 7235 | 7235 | 7235 | 7235 | 36862 | 36862 | 38341 | 41716 | 53423 | 55223 | 61688
11_12_46 | 2013-09-16 | 11, 12 | 46 |  | Voltage Code - (460/3/60) | STD | STD | STD | STD | STD | STD | STD | STD | STD | STD | STD | STD | STD | STD
11_12_58 | 2013-09-16 | 11, 12 | 58 |  | Voltage Code - (575/3/60) | 6536 | 6536 | 6536 | 6536 | 6536 | 6536 | 6536 | 18430 | 18430 | 19169 | 20859 | 33390 | 34515 | 38555
13_13_V | 2013-09-16 | 13 | V |  | VSD Drive | STD | STD | STD | STD | STD | STD | STD | STD | STD | STD | STD | STD | STD | STD
14_14_F | 2013-09-16 | 14 | A |  | Design Series A | N/C | N/C | N/C | N/C | N/C | N/C | N/C | N/C | N/C | N/C | N/C | N/C | N/C | N/C
15_15_A | 2013-09-16 | 15 | A |  | Development Level A | N/C | N/C | N/C | N/C | N/C | N/C | N/C | N/C | N/C | N/C | N/C | N/C | N/C | N/C
16_17_BX-17 | 2013-09-16 | 16, 17 | BX |  | SP Circuit Breaker w/Lockable Handle | 10689 | 10689 | 10689 | 10689 | 10689 | 10689 | 10689 | N/A | N/A | N/A | N/A | N/A | N/A | N/A
16_17_BX-28 | 2013-09-16 | 16, 17 | BX |  | SP Circuit Breaker w/Lockable Handle | 10689 | 10689 | 10689 | 10689 | 10689 | 10689 | 10689 | N/A | N/A | N/A | N/A | N/A | N/A | N/A
16_17_BX-40 | 2013-09-16 | 16, 17 | BX |  | SP Circuit Breaker w/Lockable Handle | 9053 | 9053 | 9053 | 9053 | 9053 | 9053 | 9053 | 13580 | 13580 | 13580 | 13580 | 25118 | 25118 | 25118
16_17_BX-46 | 2013-09-16 | 16, 17 | BX |  | SP Circuit Breaker w/Lockable Handle | 8183 | 8183 | 8183 | 8183 | 8183 | 8183 | 8183 | 12271 | 12271 | 12271 | 12271 | 23376 | 23376 | 23376
16_17_BX-58 | 2013-09-16 | 16, 17 | BX |  | SP Circuit Breaker w/Lockable Handle | 8219 | 8219 | 8219 | 8219 | 8219 | 8219 | 8219 | 12329 | 12329 | 12329 | 12329 | 23449 | 23449 | 23449
16_17_CS-17 | 2013-09-16 | 16, 17 | CS |  | SP Circuit Breaker w/Ind Sys Compressor Switches | 26300 | 26300 | 26300 | 26300 | 26300 | 26300 | 26300 | N/A | N/A | N/A | N/A | N/A | N/A | N/A
16_17_CS-28 | 2013-09-16 | 16, 17 | CS |  | SP Circuit Breaker w/Ind Sys Compressor Switches | 26300 | 26300 | 26300 | 26300 | 26300 | 26300 | 26300 | N/A | N/A | N/A | N/A | N/A | N/A | N/A
16_17_CS-40 | 2013-09-16 | 16, 17 | CS |  | SP Circuit Breaker w/Ind Sys Compressor Switches | 24666 | 24666 | 24666 | 24666 | 24666 | 24666 | 24666 | 36996 | 36996 | 36996 | 36996 | 56342 | 56342 | 56342
16_17_CS-46 | 2013-09-16 | 16, 17 | CS |  | SP Circuit Breaker w/Ind Sys Compressor Switches | 23790 | 23790 | 23790 | 23790 | 23790 | 23790 | 23790 | 35689 | 35689 | 35689 | 35689 | 54599 | 54599 | 54599
16_17_CS-58 | 2013-09-16 | 16, 17 | CS |  | SP Circuit Breaker w/Ind Sys Compressor Switches | 23829 | 23829 | 23829 | 23829 | 23829 | 23829 | 23829 | 35745 | 35745 | 35745 | 35745 | 54673 | 54673 | 54673
16_17_MK-40 | 2013-09-16 | 16, 17 | MK |  | MP Circuit Breaker w/Lockable Handle & Ind Sys Disconnect Sw | N/A | N/A | N/A | N/A | N/A | N/A | N/A | N/A | N/A | N/A | N/A | 49328 | 49328 | 49328
16_17_MK-46 | 2013-09-16 | 16, 17 | MK |  | MP Circuit Breaker w/Lockable Handle & Ind Sys Disconnect Sw | N/A | N/A | N/A | N/A | N/A | N/A | N/A | N/A | N/A | N/A | N/A | 47586 | 47586 | 47586
16_17_MK-58 | 2013-09-16 | 16, 17 | MK |  | MP Circuit Breaker w/Lockable Handle & Ind Sys Disconnect Sw | N/A | N/A | N/A | N/A | N/A | N/A | N/A | N/A | N/A | N/A | N/A | 47659 | 47659 | 47659
16_17_MN-40 | 2013-09-16 | 16, 17 | MN |  | MP Supply TB w/Ind Sys Compressor Switches | N/A | N/A | N/A | N/A | N/A | N/A | N/A | N/A | N/A | N/A | N/A | 31224 | 31224 | 31224
16_17_MN-46 | 2013-09-16 | 16, 17 | MN |  | MP Supply TB w/Ind Sys Compressor Switches | N/A | N/A | N/A | N/A | N/A | N/A | N/A | N/A | N/A | N/A | N/A | 31224 | 31224 | 31224
16_17_MN-58 | 2013-09-16 | 16, 17 | MN |  | MP Supply TB w/Ind Sys Compressor Switches | N/A | N/A | N/A | N/A | N/A | N/A | N/A | N/A | N/A | N/A | N/A | 31224 | 31224 | 31224
16_17_MR-40 | 2013-09-16 | 16, 17 | MR |  | MP Circuit Breaker w/Lockable Handle | N/A | N/A | N/A | N/A | N/A | N/A | N/A | N/A | N/A | N/A | N/A | 18107 | 18107 | 18107
16_17_MR-46 | 2013-09-16 | 16, 17 | MR |  | MP Circuit Breaker w/Lockable Handle | N/A | N/A | N/A | N/A | N/A | N/A | N/A | N/A | N/A | N/A | N/A | 16362 | 16362 | 16362
16_17_MR-58 | 2013-09-16 | 16, 17 | MR |  | MP Circuit Breaker w/Lockable Handle | N/A | N/A | N/A | N/A | N/A | N/A | N/A | N/A | N/A | N/A | N/A | 16437 | 16437 | 16437
16_17_SS-17 | 2013-09-16 | 16, 17 | SS |  | SP Supply TB w/Ind Sys Compressor Switches | 15611 | 15611 | 15611 | 15611 | 15611 | 15611 | 15611 | N/A | N/A | N/A | N/A | N/A | N/A | N/A
16_17_SS-28 | 2013-09-16 | 16, 17 | SS |  | SP Supply TB w/Ind Sys Compressor Switches | 15611 | 15611 | 15611 | 15611 | 15611 | 15611 | 15611 | N/A | N/A | N/A | N/A | N/A | N/A | N/A
16_17_SS-40 | 2013-09-16 | 16, 17 | SS |  | SP Supply TB w/Ind Sys Compressor Switches | 15611 | 15611 | 15611 | 15611 | 15611 | 15611 | 15611 | 23417 | 23417 | 23417 | 23417 | 38233 | 38233 | 38233
16_17_SS-46 | 2013-09-16 | 16, 17 | SS |  | SP Supply TB w/Ind Sys Compressor Switches | 15611 | 15611 | 15611 | 15611 | 15611 | 15611 | 15611 | 23417 | 23417 | 23417 | 23417 | 38233 | 38233 | 38233
16_17_SS-58 | 2013-09-16 | 16, 17 | SS |  | SP Supply TB w/Ind Sys Compressor Switches | 15611 | 15611 | 15611 | 15611 | 15611 | 15611 | 15611 | 23417 | 23417 | 23417 | 23417 | 38233 | 38233 | 38233
16_17_SX-17 | 2013-09-16 | 16, 17 | SX |  | SP Supply Terminal Block | N/C | N/C | N/C | N/C | N/C | N/C | N/C | N/A | N/A | N/A | N/A | N/A | N/A | N/A
16_17_SX-28 | 2013-09-16 | 16, 17 | SX |  | SP Supply Terminal Block | N/C | N/C | N/C | N/C | N/C | N/C | N/C | N/A | N/A | N/A | N/A | N/A | N/A | N/A
16_17_SX-40 | 2013-09-16 | 16, 17 | SX |  | SP Supply Terminal Block | N/C | N/C | N/C | N/C | N/C | N/C | N/C | N/C | N/C | N/C | N/C | 7014 | 7014 | 7014
16_17_SX-46 | 2013-09-16 | 16, 17 | SX |  | SP Supply Terminal Block | STD | STD | STD | STD | STD | STD | STD | STD | STD | STD | STD | 7014 | 7014 | 7014
16_17_SX-58 | 2013-09-16 | 16, 17 | SX |  | SP Supply Terminal Block | N/C | N/C | N/C | N/C | N/C | N/C | N/C | N/C | N/C | N/C | N/C | 7014 | 7014 | 7014
16_17_XX-40 | 2013-09-16 | 16,17 | XX |  | MP Supply Terminal Block | N/A | N/A | N/A | N/A | N/A | N/A | N/A | N/A | N/A | N/A | N/A | N/C | N/C | N/C
16_17_XX-46 | 2013-09-16 | 16,17 | XX |  | MP Supply Terminal Block | N/A | N/A | N/A | N/A | N/A | N/A | N/A | N/A | N/A | N/A | N/A | STD | STD | STD
16_17_XX-58 | 2013-09-16 | 16,17 | XX |  | MP Supply Terminal Block | N/A | N/A | N/A | N/A | N/A | N/A | N/A | N/A | N/A | N/A | N/A | N/C | N/C | N/C
18_18_T | 2013-09-16 | 18 | T |  | Control Transformer | STD | STD | STD | STD | STD | STD | STD | STD | STD | STD | STD | STD | STD | STD
19_19_O | 2013-09-16 | 19 | O |  | Non-powered Convenience Outlet (Wiring by others) | 390 | 390 | 390 | 390 | 390 | 390 | 390 | 390 | 390 | 390 | 390 | 390 | 390 | 390
21_21_B | 2013-09-16 | 21 | B |  | Both BAS/EMS Temperature & Current Reset/Offset | 3869 | 3869 | 3869 | 3869 | 3869 | 3869 | 3869 | 3869 | 3869 | 3869 | 3869 | 3869 | 3869 | 3869
21_21_C | 2013-09-16 | 21 | C |  | BAS/EMS Current Reset / Offset | 1934 | 1934 | 1934 | 1934 | 1934 | 1934 | 1934 | 1934 | 1934 | 1934 | 1934 | 1934 | 1934 | 1934
21_21_M | 2013-09-16 | 21 | M |  | Microgateway, ISN ConneXsys (Factory Mounted) | 2872 | 2872 | 2872 | 2872 | 2872 | 2872 | 2872 | 2872 | 2872 | 2872 | 2872 | 2872 | 2872 | 2872
21_21_T | 2013-09-16 | 21 | T |  | BAS/EMS Temperature Reset / Offset | STD | STD | STD | STD | STD | STD | STD | STD | STD | STD | STD | STD | STD | STD
22_22_F | 2013-09-16 | 22 | F |  | French LCD & Keypad Display | N/A | N/A | N/A | N/A | N/A | N/A | N/A | N/A | N/A | N/A | N/A | N/A | N/A | N/A
22_22_G | 2013-09-16 | 22 | G |  | German LCD & Keypad Display | N/A | N/A | N/A | N/A | N/A | N/A | N/A | N/A | N/A | N/A | N/A | N/A | N/A | N/A
22_22_I | 2013-09-16 | 22 | I |  | Italian LCD & Keypad Display | N/A | N/A | N/A | N/A | N/A | N/A | N/A | N/A | N/A | N/A | N/A | N/A | N/A | N/A
22_22_P | 2013-09-16 | 22 | P |  | Portuguese LCD & Keypad Display | N/A | N/A | N/A | N/A | N/A | N/A | N/A | N/A | N/A | N/A | N/A | N/A | N/A | N/A
22_22_S | 2013-09-16 | 22 | S |  | Spanish LCD & Keypad Display | N/A | N/A | N/A | N/A | N/A | N/A | N/A | N/A | N/A | N/A | N/A | N/A | N/A | N/A
22_22_X | 2013-09-16 | 22 | X |  | English LCD & Keypad Display | STD | STD | STD | STD | STD | STD | STD | STD | STD | STD | STD | STD | STD | STD
23_23_N | 2013-09-16 | 23 | N |  | SilentNightTM Sound Limiting Control option | 2828 | 2828 | 2828 | 2828 | 2828 | 2828 | 2828 | 2828 | 2828 | 2828 | 2828 | 2828 | 2828 | 2828
24_24_L | 2013-09-16 | 24 | L |  | N American Safety Code (cUL) | STD | STD | STD | STD | STD | STD | STD | STD | STD | STD | STD | STD | STD | STD
24_24_N | 2013-09-16 | 24 | N |  | No Agency Listing | N/A | N/A | N/A | N/A | N/A | N/A | N/A | N/A | N/A | N/A | N/A | N/A | N/A | N/A
27_27_O | 2013-09-16 | 27 | O |  | OptiView Remote Control Center | N/A | N/A | N/A | N/A | N/A | N/A | N/A | N/A | N/A | N/A | N/A | N/A | N/A | N/A
28_28_S | 2013-09-16 | 28 | S |  | Sequence Control & Automatic Lead Transfer | 5402 | 5402 | 5402 | 5402 | 5402 | 5402 | 5402 | 5402 | 5402 | 5402 | 5402 | 5402 | 5402 | 5402
29_30_## | 2013-09-16 | 29, 30 | ## |  | Low Temperature Brine < 30°F / -1.1°C | 1190 | 1190 | 1190 | 1190 | 1190 | 1190 | 1190 | 1190 | 1190 | 1190 | 1190 | 1190 | 1190 | 1190
29_30_TS | 2013-09-16 | 29, 30 | TS |  | Thermal Storage | N/A | N/A | N/A | N/A | N/A | N/A | N/A | N/A | N/A | N/A | N/A | N/A | N/A | N/A
31_31_B | 2013-09-16 | 31 | B |  | Chicago Relief Code & Service Isolation Valve (Suction) | 4918 | 4918 | 4918 | 4918 | 4918 | 4918 | 4918 | 7378 | 7378 | 7378 | 7378 | 9835 | 9835 | 9835
31_31_C | 2013-09-16 | 31 | C |  | Chicago Relief Code | 2187 | 2187 | 2187 | 2187 | 2187 | 2187 | 2187 | 3280 | 3280 | 3280 | 3280 | 4374 | 4374 | 4374
31_31_S | 2013-09-16 | 31 | S |  | Service Isolation Valve (Suction) | 2731 | 2731 | 2731 | 2731 | 2731 | 2731 | 2731 | 4096 | 4096 | 4096 | 4096 | 5463 | 5463 | 5463
37_37_H | 2013-09-16 | 37 | H |  | Compressor Heaters | STD | STD | STD | STD | STD | STD | STD | STD | STD | STD | STD | STD | STD | STD
38_38_3 | 2013-09-16 | 38 | 3 |  | DX Cooler 300 psig DWP Waterside | 5504 | 5504 | 5504 | 6199 | 6199 | 6199 | 7590 | N/A | N/A | N/A | N/A | N/A | N/A | N/A
39_39_D | 2013-09-16 | 39 | D |  | DX Cooler 1 1/2" Double Thick Insulation | 2864 | 2864 | 2864 | 3421 | 3421 | 3421 | 3421 | 5134 | 5134 | 5134 | 5134 | 6844 | 6844 | 6844
40_40_V1 | 2013-09-16 | 40 | V |  | Victaulic Flange Kit (150 psig Cooler) | 3721 | 3721 | 3721 | 3721 | 3721 | 3721 | 3721 | 3721 | 3721 | 3721 | 3721 | 3721 | 3721 | 3721
40_40_V3 | 2013-09-16 | 40 | V |  | Victaulic Flange Kit (300 psig Cooler) | N/A | N/A | N/A | N/A | N/A | N/A | N/A | N/A | N/A | N/A | N/A | N/A | N/A | N/A
40_40_W1 | 2013-09-16 | 40 | W |  | Weld Flange Kit (150 psig Cooler) | 1399 | 1399 | 1399 | 1399 | 1399 | 1399 | 1399 | 1400 | 1400 | 1400 | 1400 | 1400 | 1400 | 1400
40_40_W3 | 2013-09-16 | 40 | W |  | Weld Flange Kit (300 psig Cooler) | N/A | N/A | N/A | N/A | N/A | N/A | N/A | N/A | N/A | N/A | N/A | N/A | N/A | N/A
41_41_D | 2013-09-16 | 41 | D |  | One Differential Pressure Switch per Chiller | 1771 | 1771 | 1771 | 1771 | 1771 | 1771 | 1771 | 1771 | 1771 | 1771 | 1771 | 1771 | 1771 | 1771
41_41_E | 2013-09-16 | 41 | E |  | Two Differential Pressure Switches per Chiller | 3541 | 3541 | 3541 | 3541 | 3541 | 3541 | 3541 | 3541 | 3541 | 3541 | 3541 | 3541 | 3541 | 3541
41_41_F | 2013-09-16 | 41 | F |  | Three Differential Pressure Switches per Chiller | 5312 | 5312 | 5312 | 5312 | 5312 | 5312 | 5312 | 5312 | 5312 | 5312 | 5312 | 5312 | 5312 | 5312
41_41_S1 | 2013-09-16 | 41 | S |  | 1 Flow Switch per Chiller (150 psig Cooler) | 401 | 401 | 401 | 401 | 401 | 401 | 401 | 403 | 403 | 403 | 403 | 403 | 403 | 403
41_41_S3 | 2013-09-16 | 41 | S |  | 1 Flow Switch per Chiller (300 psig Cooler) | 1190 | 1190 | 1190 | 1190 | 1190 | 1190 | 1190 | N/A | N/A | N/A | N/A | N/A | N/A | N/A
41_41_T1 | 2013-09-16 | 41 | T |  | 2 Flow Switches per Chiller (150 psig Cooler) | 804 | 804 | 804 | 804 | 804 | 804 | 804 | 804 | 805 | 807 | 808 | 809 | 810 | 811
41_41_T3 | 2013-09-16 | 41 | T |  | 2 Flow Switches per Chiller (300 psig Cooler) | 2380 | 2380 | 2380 | 2380 | 2380 | 2380 | 2380 | N/A | N/A | N/A | N/A | N/A | N/A | N/A
41_41_U1 | 2013-09-16 | 41 | U |  | 3 Flow Switches per Chiller (150 psig Cooler) | 1205 | 1205 | 1205 | 1205 | 1205 | 1205 | 1205 | 1204 | 1206 | 1208 | 1209 | 1210 | 1211 | 1213
41_41_U3 | 2013-09-16 | 41 | U |  | 3 Flow Switches per Chiller (300 psig Cooler) | 3570 | 3570 | 3570 | 3570 | 3570 | 3570 | 3570 | N/A | N/A | N/A | N/A | N/A | N/A | N/A
42_42_A | 2013-09-16 | 42 | A |  | ASME Pressure Vessel & Associated Codes | STD | STD | STD | STD | STD | STD | STD | STD | STD | STD | STD | STD | STD | STD
43_43_R | 2013-09-16 | 43 | R |  | Remote DX Cooler (Refrigerant not included) | 7433 | 7433 | 7433 | 7433 | 7433 | 7433 | 7433 | 11148 | 11148 | 11148 | 11148 | 14868 | 14868 | 14868
45_45_B | 2013-09-16 | 45 | B |  | Pre-coated Fin Condenser Coil | 4199 | 4718 | 5235 | 5235 | 5772 | 6291 | 6291 | 7345 | 7869 | 8395 | 9443 | 10493 | 11542 | 12590
45_45_C | 2013-09-16 | 45 | C |  | CU / CU Condenser Coil | 35487 | 39866 | 44245 | 44245 | 48776 | 53155 | 53155 | 62078 | 66513 | 70947 | 79814 | 88684 | 97552 | 106418
45_45_P | 2013-09-16 | 45 | P |  | Epoxy Post-Coated Dipped Condenser Coil | 54073 | 60744 | 67417 | 67417 | 74321 | 80994 | 80994 | 94591 | 101347 | 108103 | 121618 | 135130 | 148642 | 162155
45_45_X | 2013-09-16 | 45 | X |  | Aluminum Condenser Coil | STD | STD | STD | STD | STD | STD | STD | STD | STD | STD | STD | STD | STD | STD
46_46_H | 2013-09-16 | 46 | H |  | Partial Heat Recovery | N/A | N/A | N/A | N/A | N/A | N/A | N/A | N/A | N/A | N/A | N/A | N/A | N/A | N/A
47_47_X | 2013-09-16 | 47 | X |  | TEAO Fan Motors | STD | STD | STD | STD | STD | STD | STD | STD | STD | STD | STD | STD | STD | STD
48_48_1 | 2013-09-16 | 48 | 1 |  | Wire (Full Unit) Enclosure Panels (fac) | 6579 | 7838 | 7838 | 7838 | 9095 | 9095 | 9095 | 10972 | 12541 | 12541 | 14108 | 15676 | 17243 | 18810
48_48_3 | 2013-09-16 | 48 | 3 |  | Wire / Louvered Enclosure Panels (fac) | 9116 | 10859 | 10859 | 10859 | 12603 | 12603 | 12603 | 15204 | 17375 | 17375 | 19547 | 21718 | 23890 | 26061
48_48_5 | 2013-09-16 | 48 | 5 |  | Louvered (Condenser Only) Enclosure Panels (fac) | 6623 | 7888 | 7888 | 7888 | 9156 | 9156 | 9156 | 11044 | 12621 | 12621 | 14199 | 15776 | 17354 | 18933
48_48_7 | 2013-09-16 | 48 | 7 |  | Louvered (Full Unit) Enclosure Panels (fac) | 11783 | 14038 | 14038 | 14038 | 16292 | 16292 | 16292 | 19652 | 22459 | 22459 | 25268 | 28076 | 30882 | 33690
49_49_B | 2013-09-16 | 49 | B |  | Acoustic Sound Blanket | 7696 | 7696 | 7696 | 7696 | 7696 | 7696 | 7696 | 11544 | 11544 | 11544 | 11544 | 15389 | 15389 | 15389
49_49_C | 2013-09-16 | 49 | C |  | Compressor Sound Enclosure | 7695 | 7695 | 7695 | 7695 | 7695 | 7695 | 7695 | N/A | N/A | N/A | N/A | N/A | N/A | N/A
49_49_D | 2013-09-16 | 49 | D |  | Perimeter Sound Package and Acoustic Sound Blanket | 34311 | 39981 | 39981 | 39981 | 46445 | 46445 | 46445 | 53539 | 60593 | 61188 | 68836 | 76484 | 84133 | 91783
49_49_L | 2013-09-16 | 49 | L |  | Compressor Sound Enclosure with Pipe Lagging | 17156 | 19990 | 19990 | 19990 | 23221 | 23221 | 23221 | N/A | N/A | N/A | N/A | N/A | N/A | N/A
49_49_P | 2013-09-16 | 49 | P |  | Perimeter Sound Package (Ships loose for field intsallation) | 26617 | 32285 | 32285 | 32285 | 38749 | 38749 | 38749 | 45207 | 51666 | 51666 | 58123 | 64582 | 71040 | 77499
50_50_A | 2013-09-16 | 50 | A |  | Special Requirement (Standard Package + Material + Witness) | 14707 | 15267 | 16112 | 16786 | 16786 | 17520 | 18427 | 13644 | 13644 | 14186 | 15415 | 14776 | 15341 | 17054
50_50_B | 2013-09-16 | 50 | B |  | Special Requirement (Standard Document Package) | 1902 | 1974 | 2084 | 2172 | 2172 | 2266 | 2382 | 1766 | 1766 | 1836 | 1995 | 1911 | 1984 | 2205
50_50_M | 2013-09-16 | 50 | M |  | Special Requirement (Standard Package + Material Document) | 7391 | 7671 | 8096 | 8435 | 8435 | 8804 | 9259 | 6856 | 6856 | 7129 | 7746 | 7425 | 7709 | 8570
50_50_W | 2013-09-16 | 50 | W |  | Special Requirement (Standard Package + Witness Run Test) | 9220 | 9571 | 10099 | 10523 | 10523 | 10983 | 11551 | 8554 | 8554 | 8894 | 9663 | 9263 | 9617 | 10691
52_52_H | 2013-09-16 | 52 | H |  | High Static Fans | N/A | N/A | N/A | N/A | N/A | N/A | N/A | N/A | N/A | N/A | N/A | N/A | N/A | N/A
52_52_L | 2013-09-16 | 52 | L |  | Ultra Quiet Fans | 4761 | 5356 | 5951 | 5951 | 6546 | 7142 | 7142 | 8332 | 8928 | 9522 | 10711 | 11902 | 13093 | 14284
52_52_X | 2013-09-16 | 52 | X |  | Low Sound Fans | STD | STD | STD | STD | STD | STD | STD | STD | STD | STD | STD | STD | STD | STD
53_53_F | 2013-09-16 | 53 | F |  | Fully Painted Unit | N/A | N/A | N/A | N/A | N/A | N/A | N/A | N/A | N/A | N/A | N/A | N/A | N/A | N/A
54_54_1 | 2013-09-16 | 54 | 1 |  | Vibration Isolators - 1" Deflection | 2416 | 3421 | 3421 | 3421 | 3615 | 3615 | 3615 | 4791 | 5476 | 5476 | 6161 | 6844 | 7528 | 8213
54_54_N | 2013-09-16 | 54 | N |  | Vibration Isolators - Elastomeric (Neoprene) | 1717 | 1717 | 1717 | 1717 | 1717 | 1717 | 1717 | 2407 | 2750 | 2750 | 3091 | 3437 | 3780 | 4124
54_54_S | 2013-09-16 | 54 | S |  | Vibration Isolators - 2" Restrained Spring | 12081 | 15101 | 15101 | 15101 | 18120 | 18120 | 18120 | 21142 | 24162 | 24162 | 27182 | 30202 | 33224 | 36244
55_55_B | 2013-09-16 |  |  |  | 18 Months Labor (year 1) (entire unit) | 466 | 466 | 457 | 496 | 520 | 520 | 568 | 668 | 668 | 843 | 843 | 944 | 1011 | 1156
55_55_C | 2013-09-16 |  |  |  | 30 Months Parts (2 year) (entire unit) | 783 | 783 | 766 | 830 | 858 | 858 | 946 | 1099 | 1099 | 1389 | 1389 | 1555 | 1666 | 1905
55_55_D | 2013-09-16 |  |  |  | 30 Months Parts & Labor (2 year) (entire Unit) | 1880 | 1880 | 1863 | 2022 | 2098 | 2098 | 2328 | 2713 | 2713 | 3426 | 3426 | 3836 | 4110 | 4700
55_55_E | 2013-09-16 |  |  |  | 48 Months Parts (5 year) (compressor only) | 1647 | 1647 | 1821 | 1994 | 1994 | 1994 | 2471 | 2779 | 2779 | 3511 | 3511 | 3932 | 4211 | 4816
55_55_F | 2013-09-16 |  |  |  | 48 Months Parts & Labor (5 year) (compressor only) | 3143 | 3143 | 3317 | 3620 | 3686 | 3686 | 4357 | 4980 | 4980 | 6289 | 6289 | 7042 | 7544 | 8627
55_55_G | 2013-09-16 |  |  |  | 66 Months Parts (5 year) (entire unit) | 3381 | 3381 | 3338 | 3620 | 3728 | 3728 | 4151 | 4813 | 4813 | 6079 | 6079 | 6807 | 7292 | 8339
55_55_H | 2013-09-16 |  |  |  | 66 Months Parts & Labor (5 year) (entire unit) | 6590 | 6590 | 6538 | 7097 | 7349 | 7349 | 8177 | 9514 | 9514 | 12017 | 12017 | 13455 | 14413 | 16483
55_55_I | 2013-09-16 |  |  |  | 30 Months Parts (2 year) (compressor only) | 659 | 659 | 728 | 798 | 798 | 798 | 989 | 1112 | 1112 | 1404 | 1404 | 1572 | 1684 | 1926
55_55_J | 2013-09-16 |  |  |  | 30 Months Parts & Labor (2 year) (compressor only) | 1257 | 1257 | 1327 | 1448 | 1474 | 1474 | 1743 | 1992 | 1992 | 2515 | 2515 | 2816 | 3018 | 3450
55_55_K | 2013-09-16 |  |  |  | 42 Month Parts (3 year) (compressor only) | 989 | 989 | 1093 | 1197 | 1197 | 1197 | 1483 | 1667 | 1667 | 2106 | 2106 | 2358 | 2527 | 2890
55_55_L | 2013-09-16 |  |  |  | 42 Months Parts & Labor (3 year) (compressor only) | 1886 | 1886 | 1990 | 2172 | 2211 | 2211 | 2614 | 2988 | 2988 | 3774 | 3774 | 4225 | 4526 | 5176
55_55_M | 2013-09-16 |  |  |  | 54 Months Parts (4 year) (compressor only) | 1318 | 1318 | 1456 | 1595 | 1595 | 1595 | 1977 | 2224 | 2224 | 2809 | 2809 | 3145 | 3369 | 3853
55_55_N | 2013-09-16 |  |  |  | 54 Month Parts & Labor (4 year) (compressor only) | 2514 | 2514 | 2653 | 2896 | 2948 | 2948 | 3485 | 3983 | 3983 | 5032 | 5032 | 5634 | 6035 | 6902
55_55_O | 2013-09-16 |  |  |  | 42 Months Parts (3 year) (entire unit) | 1649 | 1649 | 1624 | 1761 | 1815 | 1815 | 2014 | 2337 | 2337 | 2952 | 2952 | 3306 | 3541 | 4049
55_55_P | 2013-09-16 |  |  |  | 42 Months Parts & Labor (3 year) (entire unit) | 3450 | 3450 | 3422 | 3714 | 3848 | 3848 | 4277 | 4980 | 4980 | 6290 | 6290 | 7043 | 7544 | 8627
55_55_R | 2013-09-16 |  |  |  | 54 Months Parts (4 year) (entire unit) | 2515 | 2515 | 2481 | 2690 | 2772 | 2772 | 3082 | 3575 | 3575 | 4516 | 4516 | 5056 | 5417 | 6195
55_55_S | 2013-09-16 |  |  |  | 54 Months Parts & Labor (4 year) (entire unit) | 5020 | 5020 | 4980 | 5406 | 5598 | 5598 | 6228 | 7247 | 7247 | 9153 | 9153 | 10248 | 10978 | 12555
55_55_X | 2013-09-16 |  |  |  | 18 Months Parts (Year 1) (entire unit) | STD | STD | STD | STD | STD | STD | STD | STD | STD | STD | STD | STD | STD | STD
56_56_1-R134A | 2013-09-16 |  |  |  | 18 Months Refrigerant Add (R134a) (year 1) | 217 | 217 | 217 | 217 | 217 | 217 | 325 | 488 | 488 | 488 | 488 | 488 | 651 | 651
56_56_2-R134A | 2013-09-16 |  |  |  | 30 Months Refrigerant Add (R134a) (2 year) | 325 | 325 | 325 | 325 | 325 | 325 | 488 | 731 | 731 | 731 | 731 | 731 | 975 | 975
56_56_3-R134A | 2013-09-16 |  |  |  | 42 Months Refrigerant Add (R134a) (3 year) | 488 | 488 | 488 | 488 | 488 | 488 | 731 | 1097 | 1097 | 1097 | 1097 | 1097 | 1463 | 1463
56_56_4-R134A | 2013-09-16 |  |  |  | 54 Month Refrigerant Add (R134a) (4 year) | 651 | 651 | 651 | 651 | 651 | 651 | 975 | 1463 | 1463 | 1463 | 1463 | 1463 | 1951 | 1951
56_56_5-R134A | 2013-09-16 |  |  |  | 66 Months Refrigerant Add (R134a) (5 year) | 813 | 813 | 813 | 813 | 813 | 813 | 1219 | 1828 | 1828 | 1828 | 1828 | 1828 | 2439 | 2439
57_57_A | 2013-09-16 | 57 | A |  | Buy American Act Compliance | 11073 | 11073 | 11073 | 11073 | 11073 | 11073 | 11073 | 18720 | 18720 | 18720 | 18720 | 26652 | 26652 | 26652
57_57_B | 2013-09-16 | 57 | B |  | Closed Container Ship Ready, Fact. Loaded at Monterrey (US Port Export) - No Bag | N/A | N/A | N/A | N/A | N/A | N/A | N/A | N/A | N/A | N/A | N/A | N/A | N/A | N/A
57_57_C | 2013-09-16 | 57 | C |  | Closed Container Ship Ready, Fact. Loaded at Monterrey (US Port Export) - W/Bag | N/A | N/A | N/A | N/A | N/A | N/A | N/A | N/A | N/A | N/A | N/A | N/A | N/A | N/A
57_57_D | 2013-09-16 | 57 | D |  | Closed Container Ship Ready, Fact. Loaded at Monterrey (MX Port Export) - W/Bag | 2237 | 2311 | 2442 | 2531 | 2531 | 2656 | 2780 | N/A | N/A | N/A | N/A | N/A | N/A | N/A
57_57_E | 2013-09-16 | 57 | E |  | Closed Container Shipment Ready, Loading to be Arranged by Cust Service - W/Bag | -3404 | -3684 | -3999 | -4270 | -4434 | -4770 | -5291 | N/A | N/A | N/A | N/A | N/A | N/A | N/A
57_57_F | 2013-09-16 | 57 | F |  | Buy American Act and Closed-Container Shipment arranged by Cust Service - W/Bag | 2237 | 2311 | 2442 | 2531 | 2531 | 2656 | 2780 | N/A | N/A | N/A | N/A | N/A | N/A | N/A
57_57_G | 2013-09-16 | 57 | G |  | Closed Container Ship Ready, Fact. Loaded at Monterrey (MX Port Export) - No Bag | 13422 | 13502 | 13637 | 13731 | 13731 | 13864 | 13992 | N/A | N/A | N/A | N/A | N/A | N/A | N/A
57_57_M | 2013-09-16 | 57 | M |  | Shipped on Truck From Monterrey to Customer - No Bag | N/A | N/A | N/A | N/A | N/A | N/A | N/A | N/A | N/A | N/A | N/A | N/A | N/A | N/A
57_57_N | 2013-09-16 | 57 | N |  | Closed Container Shipment Ready, Loading to be Arranged by Cust Service - No Bag | N/A | N/A | N/A | N/A | N/A | N/A | N/A | N/A | N/A | N/A | N/A | N/A | N/A | N/A
57_57_P | 2013-09-16 | 57 | P |  | Buy American Act Compliance - No Bag | N/A | N/A | N/A | N/A | N/A | N/A | N/A | N/A | N/A | N/A | N/A | N/A | N/A | N/A
57_57_U | 2013-09-16 | 57 | U |  | Shipped on Truck From Monterrey to Customer - W/Bag | N/A | N/A | N/A | N/A | N/A | N/A | N/A | N/A | N/A | N/A | N/A | N/A | N/A | N/A
57_57_X | 2013-09-16 | 57 | X |  | Shipped on Truck From Monterrey to Customer | STD | STD | STD | STD | STD | STD | STD | STD | STD | STD | STD | STD | STD | STD